## POP
PROJECT IDENTIFICATION AND STATUS | [8 empty] | ANALYST'S OPINION |  |  | PROJECT LIFECYCLE EVENTS | [7 empty] | ANALYST'S OPINION |  |  | PROJECT DESIGN | [6 empty] | CAPEX |  |  |  | REVENUE |  |  |  |  | ENVIRONMENT |  |  |  | O&M | MODELLED DESIGN | [5 empty] | LIFECYCLE |  |  | CAPEX €m (NOTE: generalised model - see settings worksheet) | [23 empty] | OPEX €m/yr (NOTE: generalised model - see settings worksheet)
WindfarmId | Name | Country | Region | Georegion | GeoregionNew | Owners | WindfarmStatus | RoundOrTender | AnalystOffshoreStartYear | AnalystConfidence | AnalystComments | SiteExclusivitySecured | SubmittedForConsent | ConsentAuthorised | OfftakeSecured | FinancialClose | Park Construction Start | FirstPower | FullCommissioning | CapacityMW | NumTurbines | TurbineMW | TurbineModel | Foundations | Foundations Detail | ACExportCables | DCExportCables | Num Dedicated Platforms | Grid Solution | ReportedCAPEX | CAPEX Source | CAPEX Date | CAPEX Comments | Revenue Mechanism | Revenue Details | Revenue Currency | Revenue per MWh | Revenue EUR per MWh | DepthMin | DepthMax | DistanceFromShoreKm | SeaName | OAndMStrategy | CapacityMW_Mod | TurbineMW_Mod | NumTurbines_Mod | NumDedicatedPlatforms_Mod | ArrayCableKm_Mod | ACExportCableKm_Mod | LeaseToFirstPowerYears | FIDToFirstPowerDaysPerMW | PermitProcessMonths | FixedFloat | CAPEX_MW_EURm | CAPEXEURm | Development to FID | Turbine Supply | Turbine Installation | Foundation Assembly & Turbine Integration | Foundation Supply | Foundation Installation | Floater Installation | Mooring and Anchoring Supply | Mooring and Anchoring Installation | Array Cable Supply | Array Cable Installation | Export Cable Supply | Export Cable Installation | Offshore Substation Supply | Offshore Substation Installation | Onshore Connection | Construction phase insurance | Contingency & Construction Management | Other | Check | RegionMultiplier | FloatDistToPort | EquivOAndMStrategy | OMPerMWPerYearEurM | OMTotalPerYearEURm | TransportRates (k) | FuelCosts (k) | PortFees(k) | LargeComponentReplacement(k) | TurbineRepairs (k) | ArrayCableRepairs (k) | ExportCableRepairs (k) | SubstationMaintenanceAndService (k) | Moorings (k) | Lubricants (k) | Power from grid (k) | SeabedRental (k) | Insurance (k) | Training (k) | StaffCosts(k) | OnshoreLogistics (k) | OffshoreLogistics (k) | HSEInspections (k) | EnvironmentalStudiesAndCompensation (k) | TransportTow | TransportSitu | FuelTow | FuelSitu
DK06 | Vindeby | Denmark | Sjaælland | Europe | Europe | Ørsted | Decommissioned |  | 1990 | High |  | 1989-07-01 | 1989-01-01 | 1989-07-01 |  | 1989-01-01 | 1990-01-01 | 1991-01-01 | 1991-09-01 | 4.95 | 11 | 0.45 | B35/450 (Bonus) | Grounded: Gravity-Base | 11 x Gravity-Base | 1 x 1.3km 10kV |  | 0 | 10kV -> Shore | GBP 7.18m | https://offshorewindhub.org/sites/default/files/resources/njdivratecontrol_2-3-2012_fishermensenergydismukespresentation_0.pdf | 2012-02-03 |  |  | Once the subsidy expired, Vindeby received just the market price of electricity. |  |  |  | 2 | 4 | 2.28 | Kattegat | CTV only | 4.95 | 0.45 | 11 | 0 | 3 | 2.83 | 1.5031 | 147.4747 | 5.9344 | Fixed | #REF! | #REF! | #REF! | #REF! | #REF! | #REF! | #REF! | #REF! | #REF! | #REF! | #REF! | #REF! | #REF! | #REF! | #REF! | #REF! | #REF! | #REF! | #REF! | #REF! | #REF! | #REF! | #REF! | 0 | #REF! | #REF! | #REF! | #REF! | #REF! | 13.1985 | #REF! | #REF! | #REF! | #REF! | #REF! | #REF! | #REF! | #REF! | 29.7 | #REF! | #REF! | #REF! | #REF! | #REF! | #REF! | #REF! | 818.675 | 818.675 | 114.9017 | 114.9017
NL27 | Lely | Netherlands | Noord-Holland | Europe | Europe | Vattenfall | Decommissioned |  | 1992 | High | [6 empty] | 1992-01-01 |  | 1994-06-01 | 2 | 4 | 0.5 | NedWind 40/500 (NedWind) | Grounded: Monopile | 4 x Monopile | 1 x 0.8km |  | 0 | MVAC -> Shore | GBP 4.4m | https://www.bchydro.com/content/dam/BCHydro/customer-portal/documents/corporate/regulatory-planning-documents/integrated-resource-plans/current-plan/ror-update-appx-7-20130802.pdf | 2010-08-24 01:00 | [6 empty] | 2.5 | 5 | 0.8 | North Sea | CTV only | 2 | 0.5 | 4 | 0 | 0.6 | 1.05 |  |  |  | Fixed | #REF! | #REF! | #REF! | #REF! | #REF! | #REF! | #REF! | #REF! | #REF! | #REF! | #REF! | #REF! | #REF! | #REF! | #REF! | #REF! | #REF! | #REF! | #REF! | #REF! | #REF! | #REF! | #REF! | 0 | #REF! | #REF! | #REF! | #REF! | #REF! | 14.1985 | #REF! | #REF! | #REF! | #REF! | #REF! | #REF! | #REF! | #REF! | 12 | #REF! | #REF! | #REF! | #REF! | #REF! | #REF! | #REF! | 297.7 | 297.7 | 41.7909 | 41.7909
DK05 | Tunø Knob | Denmark | Midtjylland | Europe | Europe | Eurowind Energy Ltd. | Fully Commissioned |  | 1995 | High |  | 1994-10-01 | 1994-01-01 | 1994-10-01 |  |  | 1995-01-01 | 1995-04-01 | 1995-05-01 | 5 | 10 | 0.5 | V39-500kW (Vestas) | Grounded: Gravity-Base | 10 x Gravity-Base | 1 x 6.04km 12kV |  | 0 | 12kV -> Shore | GBP 9.75m | https://offshorewindhub.org/sites/default/files/resources/njdivratecontrol_2-3-2012_fishermensenergydismukespresentation_0.pdf | 2012-02-03 |  |  | After the initial period of subsidy, Tunø Knob would be subject only to the market price paid for electricity. |  |  |  | 3 | 6 | 6.55 | Kattegat | CTV only | 5 | 0.5 | 10 | 0 | 2.81 | 8.3 | 0.49829 |  | 8.9508 | Fixed | #REF! | #REF! | #REF! | #REF! | #REF! | #REF! | #REF! | #REF! | #REF! | #REF! | #REF! | #REF! | #REF! | #REF! | #REF! | #REF! | #REF! | #REF! | #REF! | #REF! | #REF! | #REF! | #REF! | 0 | #REF! | #REF! | #REF! | #REF! | #REF! | 15.1985 | #REF! | #REF! | #REF! | #REF! | #REF! | #REF! | #REF! | #REF! | 30 | #REF! | #REF! | #REF! | #REF! | #REF! | #REF! | #REF! | 744.25 | 744.25 | 105.3397 | 105.3397
NL28 | Irene Vorrink | Netherlands | Flevoland | Europe | Europe | Vattenfall | Decommissioned |  | 1996 | High | [6 empty] | 1996-01-01 |  | 1996-01-01 | 16.8 | 28 | 0.6 | NTK 600/43 (Nordtank) | Grounded: Monopile | 28 x Monopile |  |  | 0 | MVAC -> Shore | GBP 19.55m | https://www.rwe.com/-/media/archive/ir-archiv/investoren-und-analystenkonferenzen/offshore-wind-capital-market-day-2012/The-offshore-wind-challenge-at-RWE-Innogy.pdf | 2010-08-24 01:00 | [6 empty] | 2 | 3 | 0.03 | North Sea | CTV only | 16.8 | 0.6 | 28 | 0 | 28 | 0.02 |  |  |  | Fixed | #REF! | #REF! | #REF! | #REF! | #REF! | #REF! | #REF! | #REF! | #REF! | #REF! | #REF! | #REF! | #REF! | #REF! | #REF! | #REF! | #REF! | #REF! | #REF! | #REF! | #REF! | #REF! | #REF! | 0 | #REF! | #REF! | #REF! | #REF! | #REF! | 16.1985 | #REF! | #REF! | #REF! | #REF! | #REF! | #REF! | #REF! | #REF! | 100.8 | #REF! | #REF! | #REF! | #REF! | #REF! | #REF! | #REF! | 2083.8999 | 2083.8999 | 291.6613 | 291.6613
SE02 | Bockstigen | Sweden | Gotland | Europe | Europe | Momentum Gruppen | Fully Commissioned |  | 1997 | High |  | 1996-08-20 |  | 1996-08-20 |  |  | 1997-03-01 |  | 1998-03-01 | 3.3 | 5 | 0.66 | V47-660kW (Vestas), Wind World 550kW (Wind World A/S) (Original turbines used prior to repowering) | Grounded: Monopile | 5 x Monopile |  |  | 0 | 10kV -> Shore | EUR 4m | http://www.energiemeteorologie.de/publications/wind/conference/1999/ewec_nice/Offshore_wind_farm_bockstigen_installation_and_operation_experience.pdf | 2013-07-24 01:00 | [6 empty] | 6 | 6 | 3.89 | Baltic Sea | CTV only | 3.3 | 0.66 | 5 | 0 | 5 | 5.42 |  |  |  | Fixed | #REF! | #REF! | #REF! | #REF! | #REF! | #REF! | #REF! | #REF! | #REF! | #REF! | #REF! | #REF! | #REF! | #REF! | #REF! | #REF! | #REF! | #REF! | #REF! | #REF! | #REF! | #REF! | #REF! | 0 | #REF! | #REF! | #REF! | #REF! | #REF! | 17.1985 | #REF! | #REF! | #REF! | #REF! | #REF! | #REF! | #REF! | #REF! | 19.8 | #REF! | #REF! | #REF! | #REF! | #REF! | #REF! | #REF! | 372.125 | 372.125 | 52.837 | 52.837
DK08 | Middelgrunden | Denmark | Hovedstaden | Europe | Europe | Middelgrundens Vindmollelaug (50%), HOFOR Hovedstadsområdets Forsyningsselskab (50%) | Fully Commissioned |  | 2000 | High |  | 1999-12-13 | 1996-09-01 | 1999-12-13 |  | 2000-04-01 | 2000-08-01 | 2000-12-01 | 2001-03-01 | 40 | 20 | 2 | B76/2000 (Bonus) | Grounded: Gravity-Base | 20 x Gravity-Base | 2 x 3.5km 36kV |  | 0 | 36kV -> Shore | EUR 44.89m | http://www.offshorecenter.dk/log/bibliotek/Middelgrunden%2040%20MW.PDF | 2004-07-29 01:00 |  | Fixed Feed-in Tariff (FiT) | Middelgrunden recieved a fixed Feed-in tariff subsidy that together with the market price ensured a tariff of DKK 600/MWh (€80.4/MWh) until the full load hour allowance is used up, and thereafter DKK 430/MWh (€57.6/Mwh) until the turbine was 10 years old. A variable premium of up to DKK 100/MWh (€13.4/MWh) until the turbine is 20 years old is subsequently eligible. The premium is regulated in accordance with the market price, as the total of the two must not exceed DKK 360/MWh (€48.2/MWh). | DKK | 600 | 80.47 | 3 | 5 | 3.24 | Kattegat | CTV only | 40 | 2 | 20 | 0 | 4.65 | 7 | 0.9692 | 6.1 | 39.2787 | Fixed | #REF! | #REF! | #REF! | #REF! | #REF! | #REF! | #REF! | #REF! | #REF! | #REF! | #REF! | #REF! | #REF! | #REF! | #REF! | #REF! | #REF! | #REF! | #REF! | #REF! | #REF! | #REF! | #REF! | 0 | #REF! | #REF! | #REF! | #REF! | #REF! | 18.1985 | #REF! | #REF! | #REF! | #REF! | #REF! | #REF! | #REF! | #REF! | 240 | #REF! | #REF! | #REF! | #REF! | #REF! | #REF! | #REF! | 1488.5 | 1488.5 | 210.1667 | 210.1667
UK45 | Blyth | United Kingdom | Northumberland | Europe | Europe | RWE | Decommissioned |  | 2000 | High |  | 1999-01-01 | 1999-01-01 | 1999-01-01 | 1999-01-01 |  | 2000-08-23 |  | 2000-12-01 | 4 | 2 | 2 | V66-2MW (Vestas) | Grounded: Monopile | 2 x Monopile | 1 x 1km 11kV |  | 0 | 11kV -> Shore | EUR 6m | http://cven644.wikispaces.com/file/view/EON_Offshore_Factbook_April_2010_EN.pdf/270499664/EON_Offshore_Factbook_April_2010_EN.pdf | 2010-01-01 |  | Renewables Obligation (RO) at 1 ROCs (Renewable Obligation Certificates)/MWh | Revenue is estimated using 2019-20 ROC buy-out price of £48.78/ROC and wholesale electricity price of £50/MWh. | GBP | 98.78 | 114.72 | 6 | 11 | 1.6 | North Sea | CTV only | 4 | 2 | 2 | 0 | 0.5 | 1 |  |  |  | Fixed | #REF! | #REF! | #REF! | #REF! | #REF! | #REF! | #REF! | #REF! | #REF! | #REF! | #REF! | #REF! | #REF! | #REF! | #REF! | #REF! | #REF! | #REF! | #REF! | #REF! | #REF! | #REF! | #REF! | 0 | #REF! | #REF! | #REF! | #REF! | #REF! | 19.1985 | #REF! | #REF! | #REF! | #REF! | #REF! | #REF! | #REF! | #REF! | 24 | #REF! | #REF! | #REF! | #REF! | #REF! | #REF! | #REF! | 148.85 | 148.85 | 21.2586 | 21.2586
SE03 | Utgrunden I | Sweden | Kalmar | Europe | Europe | Vattenfall | Decommissioned |  | 2000 | High |  | 1998-12-23 |  | 1999-03-04 |  |  | 2000-09-01 |  | 2000-12-01 | 10.5 | 7 | 1.5 | Enron Wind 70/1500 (Enron Wind) | Grounded: Monopile | 7 x Monopile | 1 x 8km 24kV |  | 0 | 24kV -> Shore | EUR 14m | http://mhk.pnnl.gov/wiki/images/c/cb/Kaiser_%26_Snyder_2012.pdf | 2012-01-01 | [6 empty] | 7 | 13 | 7.9 | Baltic Sea | CTV only | 10.5 | 1.5 | 7 | 0 | 3 | 8 |  |  |  | Fixed | #REF! | #REF! | #REF! | #REF! | #REF! | #REF! | #REF! | #REF! | #REF! | #REF! | #REF! | #REF! | #REF! | #REF! | #REF! | #REF! | #REF! | #REF! | #REF! | #REF! | #REF! | #REF! | #REF! | 0 | #REF! | #REF! | #REF! | #REF! | #REF! | 20.1985 | #REF! | #REF! | #REF! | #REF! | #REF! | #REF! | #REF! | #REF! | 63 | #REF! | #REF! | #REF! | #REF! | #REF! | #REF! | #REF! | 520.975 | 520.975 | 74.7138 | 74.7138
SE04 | Yttre Stengrund | Sweden | Blekinge | Europe | Europe | Vattenfall | Decommissioned |  | 2001 | High |  | 2000-06-06 |  | 2000-07-05 |  |  | 2001-01-01 | 2001-08-01 | 2001-09-01 | 10 | 5 | 2 | NM 72/2000 (NEG Micon ) | Grounded: Monopile | 5 x Monopile | 1 x 6km 24kV |  | 0 | 24kV -> Shore | EUR 13m | http://www.offshorewindenergy.org/windfarms/display_data_windfarm.php?id=15 | 2003-04-15 01:00 | [8 empty] | 4.71 | Baltic Sea | CTV only | 10 | 2 | 5 | 0 | 2 | 6 | 1.1526 |  |  | Fixed | #REF! | #REF! | #REF! | #REF! | #REF! | #REF! | #REF! | #REF! | #REF! | #REF! | #REF! | #REF! | #REF! | #REF! | #REF! | #REF! | #REF! | #REF! | #REF! | #REF! | #REF! | #REF! | #REF! | 0 | #REF! | #REF! | #REF! | #REF! | #REF! | 21.1985 | #REF! | #REF! | #REF! | #REF! | #REF! | #REF! | #REF! | #REF! | 60 | #REF! | #REF! | #REF! | #REF! | #REF! | #REF! | #REF! | 372.125 | 372.125 | 53.281 | 53.281
DK09 | Frederikshavn | Denmark | Nordjylland | Europe | Europe | Eurowind Energy Ltd. | Fully Commissioned |  | 2002 | High |  | 2001-01-01 | 1999-01-01 | 2001-01-01 |  | 2001-01-01 | 2002-01-01 | 2002-04-01 | 2003-06-01 | 10.6 | 4 | 3 | V90-3.0 MW Offshore (Vestas), Also 1x N90/2300(Nordex) and 1x B82/2300(Bonus) | Grounded: Various | 3 x Monopile, 1 x Monopile (Suction Bucket) |  |  | 0 | MVAC -> Shore |  |  |  |  | Fixed Feed-in Tariff (FiT) | Fixed Feed-in tariff of DKK 430/MWh (€57.30/MWh) over the first ten years, supplemented with scrap certificates improving the feed-in tariff by approximately DKK 170/MWh (€22.8/MWh) for the first 12,000 full load hours. After the first ten years, the selling price is the market price as it is dictated by the Nordpool electricity exchange. The government will give a fixed subsidy of DKK 100/MWh (€13.4/MWh), however, as long as the total price is below DKK 360/MWh (€48.2/MWh) | DKK | 600 | 80.47 | 5 | 7 | 1.22 | Kattegat | CTV only | 10.6 | 3 | 4 | 0 | 2.8768 | 3.05 | 1.2457 | 42.9245 | 23.9672 | Fixed | #REF! | #REF! | #REF! | #REF! | #REF! | #REF! | #REF! | #REF! | #REF! | #REF! | #REF! | #REF! | #REF! | #REF! | #REF! | #REF! | #REF! | #REF! | #REF! | #REF! | #REF! | #REF! | #REF! | 0 | #REF! | #REF! | #REF! | #REF! | #REF! | 22.1985 | #REF! | #REF! | #REF! | #REF! | #REF! | #REF! | #REF! | #REF! | 63.6 | #REF! | #REF! | #REF! | #REF! | #REF! | #REF! | #REF! | 297.7 | 297.7 | 42.2637 | 42.2637
DK07 | Nysted | Denmark | Sjaælland | Europe | Europe | PensionDanmark (50%), Ørsted (42.75%), Stadtwerke Lübeck (7.25%) | Fully Commissioned |  | 2002 | High |  | 2001-07-27 | 2001-01-01 | 2001-07-27 |  | 2002-01-01 | 2002-06-20 | 2003-06-01 | 2003-12-01 | 165.6 | 72 | 2.3 | SWT-2.3-82 (Siemens) | Grounded: Gravity-Base | 72 x Gravity-Base | 2 x 10.75km 132kV |  | 1 | 1xOHVS -> Shore | EUR 245m | https://offshorewindhub.org/sites/default/files/resources/njdivratecontrol_2-3-2012_fishermensenergydismukespresentation_0.pdf | 2012-02-03 |  | Fixed Feed-in Tariff (FiT) | Nysted received a fixed Feed-in Tariff (FiT) of DKK 353/MWh (€47.3/MWh) for 42,000 full load hours plus a premium of DKK 100/MWh (€13.4/MWh). Since expiry of the FiT in 2016, Nysted will receive the market price plus a variable premium dependent on the development of the market price: a market price below DKK 260/MWh (€34.8/MWh) would result in DKK 100/MWh (€13.4/MWh), although over DKK 360/MWh (€48.2/MWh) would receive no additional supplement. | DKK | 453 | 60.76 | 6 | 10 | 11.41 | Baltic Sea | CTV only | 165.6 | 2.3 | 72 | 1 | 48 | 21.5 | 1.8453 | 3.1159 | 6.7869 | Fixed | #REF! | #REF! | #REF! | #REF! | #REF! | #REF! | #REF! | #REF! | #REF! | #REF! | #REF! | #REF! | #REF! | #REF! | #REF! | #REF! | #REF! | #REF! | #REF! | #REF! | #REF! | #REF! | #REF! | 0 | #REF! | #REF! | #REF! | #REF! | #REF! | 23.1985 | #REF! | #REF! | #REF! | #REF! | #REF! | #REF! | #REF! | #REF! | 993.6 | #REF! | #REF! | #REF! | #REF! | #REF! | #REF! | #REF! | 5358.6001 | 5358.6001 | 757.2589 | 757.2589
DK01 | Samsø | Denmark | Midtjylland | Europe | Europe | Wind Estate | Fully Commissioned |  | 2002 | High |  | 2001-04-01 | 1999-06-01 | 2001-04-01 |  | 2002-01-01 | 2002-10-01 | 2003-02-01 | 2003-02-28 | 23 | 10 | 2.3 | SWT-2.3-82 (Siemens) | Grounded: Monopile | 10 x Monopile | 2 x 4km 36kV |  | 0 | 36kV -> Shore | EUR 31.97m | http://wind.nrel.gov/public/SeaCon/Proceedings/Copenhagen.Offshore.Wind.2005/documents/papers/Cases/H.Bjerregaard_Samsoe_offshore_wind_park_2_years_status.pdf | 2005-01-01 |  | Fixed Feed-in Tariff (FiT) | Fixed Feed-in tariff of DKK 430/MWh (€57.30/MWh) over the first ten years, supplemented with scrap certificates improving the feed-in tariff by approximately DKK 170/MWh (€22.8/MWh) for the first 12,000 full load hours. After the first ten years, the selling price is the market price as it is dictated by the Nordpool electricity exchange. The government will give a fixed subsidy of DKK 100/MWh (€13.4/MWh), however, as long as the total price is below DKK 360/MWh (€48.2/MWh) | DKK | 600 | 80.47 | 13.5 | 19.5 | 4.37 | Kattegat | CTV only | 23 | 2.3 | 10 | 0 | 3.5 | 8 | 1.8371 | 17.2174 | 21.9672 | Fixed | #REF! | #REF! | #REF! | #REF! | #REF! | #REF! | #REF! | #REF! | #REF! | #REF! | #REF! | #REF! | #REF! | #REF! | #REF! | #REF! | #REF! | #REF! | #REF! | #REF! | #REF! | #REF! | #REF! | 0 | #REF! | #REF! | #REF! | #REF! | #REF! | 24.1985 | #REF! | #REF! | #REF! | #REF! | #REF! | #REF! | #REF! | #REF! | 138 | #REF! | #REF! | #REF! | #REF! | #REF! | #REF! | #REF! | 744.25 | 744.25 | 105.7029 | 105.7029
DK03 | Horns Rev 1 | Denmark | Syddanmark | Europe | Europe | Vattenfall (60%), Ørsted (40%) | Fully Commissioned |  | 2002 | High |  | 1999-06-15 | 1999-06-15 | 2001-03-29 |  | 2002-01-01 | 2002-03-01 | 2002-07-29 | 2002-12-11 | 160 | 80 | 2 | V80-2.0 MW (Vestas) | Grounded: Monopile | 80 x Monopile | 1 x 34km 150kV |  | 1 | 1xOHVS -> Shore | EUR 278m | http://mhk.pnnl.gov/wiki/images/c/cb/Kaiser_%26_Snyder_2012.pdf | 2012-01-01 |  | Fixed Feed-in Tariff (FiT) | Tariff of 353 DKK/MWh for 42,000 hours plus 100DKK premium in absence of green certificates. After expiry of the FiT, Horns Rev 1 will receive the market price plus a variable premium of 100DKK premium for a period of 20 years. A market price below DKK 260/MWh would result in DKK 100/MWh, although over DKK 360/MWh would receive no additional supplement. | DKK | 453 | 60.76 | 6 | 14 | 17.56 | North Sea | CTV + Helicopter Support | 160 | 2 | 80 | 1 | 63 | 34 | 3.1211 | 1.3062 | 21.4098 | Fixed | #REF! | #REF! | #REF! | #REF! | #REF! | #REF! | #REF! | #REF! | #REF! | #REF! | #REF! | #REF! | #REF! | #REF! | #REF! | #REF! | #REF! | #REF! | #REF! | #REF! | #REF! | #REF! | #REF! | 0 | #REF! | #REF! | #REF! | #REF! | #REF! | 25.1985 | #REF! | #REF! | #REF! | #REF! | #REF! | #REF! | #REF! | #REF! | 960 | #REF! | #REF! | #REF! | #REF! | #REF! | #REF! | #REF! | 5723.6602 | 5723.6602 | 739.8703 | 739.8703
DK04 | Rønland | Denmark | Midtjylland | Europe | Europe | Thyborøn-Harboøre Vindmøllelaug (50%), Harboøre Møllelaug (25%), Vindenergi Aps (25%) | Fully Commissioned |  | 2002 | High |  | 2002-01-01 | 2001-01-01 | 2002-01-01 |  | 2002-01-01 | 2002-10-01 | 2002-12-19 | 2003-01-01 | 17.2 | 8 | 2.3 | SWT-2.3-93 (Siemens), Also using 4x V80-2.0MW turbines | Grounded: High-Rise Pile Cap | 8 x High-Rise Pile Cap |  |  | 0 | MVAC -> Shore |  |  |  |  | Fixed Feed-in Tariff (FiT) | Fixed Feed-in tariff of DKK 430/MWh (€57.30/MWh) over the first ten years, supplemented with scrap certificates improving the feed-in tariff by approximately DKK 170/MWh (€22.8/MWh) for the first 12,000 full load hours. After the first ten years, the selling price is the market price as it is dictated by the Nordpool electricity exchange. The government will give a fixed subsidy of DKK 100/MWh (€13.4/MWh), however, as long as the total price is below DKK 360/MWh (€48.2/MWh) | DKK | 600 | 80.47 | 0 | 0 | 0.09 | North Sea | CTV only | 17.2 | 2.3 | 8 | 0 | 4.9068 | 0.31 | 0.96372 | 20.4651 | 11.9672 | Fixed | #REF! | #REF! | #REF! | #REF! | #REF! | #REF! | #REF! | #REF! | #REF! | #REF! | #REF! | #REF! | #REF! | #REF! | #REF! | #REF! | #REF! | #REF! | #REF! | #REF! | #REF! | #REF! | #REF! | 0 | #REF! | #REF! | #REF! | #REF! | #REF! | 26.1985 | #REF! | #REF! | #REF! | #REF! | #REF! | #REF! | #REF! | #REF! | 103.2 | #REF! | #REF! | #REF! | #REF! | #REF! | #REF! | #REF! | 595.4 | 595.4 | 83.9166 | 83.9166
IE01 | Arklow Bank - phase 1 | Ireland | Wicklow | Europe | Europe | GE | Fully Commissioned |  | 2003 | High |  | 2002-06-13 |  | 2002-06-13 |  |  | 2003-08-01 |  | 2004-06-01 | 25.2 | 7 | 3.6 | GE 3.6s Offshore (GE Energy) | Grounded: Monopile | 7 x Monopile | 1 x 16.5km 35kV |  | 0 | 35kV -> Shore | EUR 50m | http://www.offshorecenter.dk/offshorewindfarms_detail.asp?id=37016&t=Arklow%20Bank | [7 empty] | 10 | 25 | 11.36 | Irish Sea and St Georges Channel | CTV only | 25.2 | 3.6 | 7 | 0 | 7 | 16.5 |  |  |  | Fixed | #REF! | #REF! | #REF! | #REF! | #REF! | #REF! | #REF! | #REF! | #REF! | #REF! | #REF! | #REF! | #REF! | #REF! | #REF! | #REF! | #REF! | #REF! | #REF! | #REF! | #REF! | #REF! | #REF! | 0 | #REF! | #REF! | #REF! | #REF! | #REF! | 27.1985 | #REF! | #REF! | #REF! | #REF! | #REF! | #REF! | #REF! | #REF! | 151.2 | #REF! | #REF! | #REF! | #REF! | #REF! | #REF! | #REF! | 520.975 | 520.975 | 75.8214 | 75.8214
JP02 | Setana | Japan | Hokkaidō | Asia | APAC | Setana Town (55%), NEDO (45%) | Fully Commissioned |  | 2003 | High | Construction started in 2003. Full operation began in 2004. | 2002-08-02 | 1998-09-01 | 2002-08-02 |  |  | 2003-04-25 | 2003-10-31 | 2004-04-01 | 1.32 | 2 | 0.6 | V47-660kW (Vestas) | Grounded: High-Rise Pile Cap | 2 x High-Rise Pile Cap | 1 x 0.9km 6kV |  | 0 | MVAC -> Shore | USD 6.11m | https://www.japanfs.org/en/news/archives/news_id025486.html | 2004-01-26 | Total CAPEX 6.11 million USD. | [5 empty] | 13 | 13 | 0.7 | Japan Sea | CTV only | 1.32 | 0.6 | 2 | 0 | 0.3 | 0.66 | 1.2457 |  | 46.918 | Fixed | #REF! | #REF! | #REF! | #REF! | #REF! | #REF! | #REF! | #REF! | #REF! | #REF! | #REF! | #REF! | #REF! | #REF! | #REF! | #REF! | #REF! | #REF! | #REF! | #REF! | #REF! | #REF! | #REF! | 0 | #REF! | #REF! | #REF! | #REF! | #REF! | 28.1985 | #REF! | #REF! | #REF! | #REF! | #REF! | #REF! | #REF! | #REF! | 7.92 | #REF! | #REF! | #REF! | #REF! | #REF! | #REF! | #REF! | 148.85 | 148.85 | 20.9652 | 20.9652
UK16 | North Hoyle | United Kingdom | Denbighshire | Europe | Europe | Greencoat | Fully Commissioned | Round 1 | 2003 | High |  | 2001-04-01 | 2002-02-01 | 2002-07-01 | 2002-07-01 |  | 2003-04-03 | 2003-11-21 | 2004-06-01 | 60 | 30 | 2 | V80-2.0 MW (Vestas) | Grounded: Monopile | 30 x Monopile | 2 x 12km 33kV |  | 0 | 33kV -> Shore | GBP 81m | http://webarchive.nationalarchives.gov.uk/+/http:/www.berr.gov.uk/files/file41542.pdf | 2006-07-01 01:00 |  | Renewables Obligation (RO) at 1 ROCs (Renewable Obligation Certificates)/MWh | Revenue is estimated using 2019-20 ROC buy-out price of £48.78/ROC and wholesale electricity price of £50/MWh. | GBP | 98.78 | 114.72 | 7 | 11 | 8.89 | Irish Sea and St Georges Channel | CTV only | 60 | 2 | 30 | 0 | 18 | 24 | 2.6393 |  | 4.918 | Fixed | #REF! | #REF! | #REF! | #REF! | #REF! | #REF! | #REF! | #REF! | #REF! | #REF! | #REF! | #REF! | #REF! | #REF! | #REF! | #REF! | #REF! | #REF! | #REF! | #REF! | #REF! | #REF! | #REF! | 0 | #REF! | #REF! | #REF! | #REF! | #REF! | 29.1985 | #REF! | #REF! | #REF! | #REF! | #REF! | #REF! | #REF! | #REF! | 360 | #REF! | #REF! | #REF! | #REF! | #REF! | #REF! | #REF! | 2232.75 | 2232.75 | 316.0141 | 316.0141
UK23 | Scroby Sands | United Kingdom | Norfolk | Europe | Europe | RWE | Fully Commissioned | Round 1 | 2003 | High |  | 2001-04-01 | 2001-03-01 | 2002-04-01 | 2002-04-01 |  | 2003-10-01 | 2004-07-20 | 2004-12-14 | 60 | 30 | 2 | V80-2.0 MW (Vestas) | Grounded: Monopile | 30 x Monopile | 3 x 4.23km 33kV |  | 0 | 33kV -> Shore | GBP 66.8m | http://s3.amazonaws.com/windaction/attachments/547/Capital_grant_scheme_for_offshore_wind.pdf | 2006-01-01 |  | Renewables Obligation (RO) at 1 ROCs (Renewable Obligation Certificates)/MWh | Revenue is estimated using 2019-20 ROC buy-out price of £48.78/ROC and wholesale electricity price of £50/MWh. | GBP | 98.78 | 114.72 | 13 | 20 | 3.25 | North Sea | CTV only | 60 | 2 | 30 | 0 | 17 | 12.69 | 3.3018 |  | 12.9836 | Fixed | #REF! | #REF! | #REF! | #REF! | #REF! | #REF! | #REF! | #REF! | #REF! | #REF! | #REF! | #REF! | #REF! | #REF! | #REF! | #REF! | #REF! | #REF! | #REF! | #REF! | #REF! | #REF! | #REF! | 0 | #REF! | #REF! | #REF! | #REF! | #REF! | 30.1985 | #REF! | #REF! | #REF! | #REF! | #REF! | #REF! | #REF! | #REF! | 360 | #REF! | #REF! | #REF! | #REF! | #REF! | #REF! | #REF! | 2232.75 | 2232.75 | 314.9448 | 314.9448
JP04 | Sakata North Port (nearshore) | Japan | Yamagata | Asia | APAC | ENEOS | Decommissioned |  | 2003 | High | Built in 2003 on high rise pile cap foundations. Decommissioning began in May 2023. | 2002-12-31 |  |  |  |  | 2003-01-01 |  | 2004-01-31 | 10 | 5 | 2 | V80-2.0 MW (Vestas) | Grounded: High-Rise Pile Cap | 5 x High-Rise Pile Cap |  |  | 0 | MVAC -> Shore | JPY 3000m | https://web.archive.org/web/20120101145840/http://swp.jp/02business_1sakata.html | 2012-01-01 | Total cost 3 billion JPY. | [5 empty] | 4 | 5 | 0.02 | Japan Sea | Not applicable | 10 | 2 | 5 | 0 | 2.942 | 0.31 |  |  |  | Fixed | #REF! | #REF! | #REF! | #REF! | #REF! | #REF! | #REF! | #REF! | #REF! | #REF! | #REF! | #REF! | #REF! | #REF! | #REF! | #REF! | #REF! | #REF! | #REF! | #REF! | #REF! | #REF! | #REF! | 0 | #REF! | #REF! | #REF! | #REF! | #REF! | 31.1985 | #REF! | #REF! | #REF! | #REF! | #REF! | #REF! | #REF! | #REF! | 60 | #REF! | #REF! | #REF! | #REF! | #REF! | #REF! | #REF! | 0 | 0 | 0 | 0
UK12 | Kentish Flats | United Kingdom | Kent | Europe | Europe | Vattenfall | Fully Commissioned | Round 1 | 2004 | High |  | 2001-04-01 | 2002-08-01 | 2003-03-01 | 2003-03-01 |  | 2004-08-22 | 2005-06-30 | 2005-12-01 | 90 | 30 | 3 | V90-3.0 MW Offshore (Vestas) | Grounded: Monopile | 30 x Monopile | 2 x 9.4km 33kV |  | 0 | 33kV -> Shore | GBP 105m | https://www.power-technology.com/projects/kentish-flats-offshore-wind-farm-extension-kent/#:~:text=Thanet%20Offshore%20Wind%20Farm%2C%20Kent&text=Located%20on%20the%20southern%20side,wind%20turbines%20in%20the%20country. | 2016-02-23 |  | Renewables Obligation (RO) at 1 ROCs (Renewable Obligation Certificates)/MWh | Revenue is estimated using 2019-20 ROC buy-out price of £48.78/ROC and wholesale electricity price of £50/MWh. | GBP | 98.78 | 114.72 | 5 | 5 | 9.7 | North Sea | CTV only | 90 | 3 | 30 | 0 | 20.8 | 18.8 | 4.2464 |  | 6.9508 | Fixed | #REF! | #REF! | #REF! | #REF! | #REF! | #REF! | #REF! | #REF! | #REF! | #REF! | #REF! | #REF! | #REF! | #REF! | #REF! | #REF! | #REF! | #REF! | #REF! | #REF! | #REF! | #REF! | #REF! | 0 | #REF! | #REF! | #REF! | #REF! | #REF! | 32.1985 | #REF! | #REF! | #REF! | #REF! | #REF! | #REF! | #REF! | #REF! | 540 | #REF! | #REF! | #REF! | #REF! | #REF! | #REF! | #REF! | 2232.75 | 2232.75 | 317.0822 | 317.0822
DE77 | ENOVA Offshore Project Ems Emden | Germany | Niedersachsen | Europe | Europe | EWE | Fully Commissioned |  | 2004 | High |  |  |  | 2003-11-27 |  |  | 2004-06-01 |  | 2004-10-20 | 4.5 | 1 | 4.5 | E112/4500 (Enercon) | Grounded: Monopile | 1 x Monopile |  |  | 0 | 0kV -> Shore | [9 empty] | 2 | 2 | 0.01 | North Sea | Not applicable | 4.5 | 4.5 | 1 | 0 | 1.1529 | 0.15 |  |  |  | Fixed | #REF! | #REF! | #REF! | #REF! | #REF! | #REF! | #REF! | #REF! | #REF! | #REF! | #REF! | #REF! | #REF! | #REF! | #REF! | #REF! | #REF! | #REF! | #REF! | #REF! | #REF! | #REF! | #REF! | 0 | #REF! | #REF! | #REF! | #REF! | #REF! | 33.1985 | #REF! | #REF! | #REF! | #REF! | #REF! | #REF! | #REF! | #REF! | 27 | #REF! | #REF! | #REF! | #REF! | #REF! | #REF! | #REF! | 0 | 0 | 0 | 0
UK01 | Barrow | United Kingdom | Cumberland | Europe | Europe | Ørsted | Fully Commissioned | Round 1 | 2005 | High |  | 2001-04-01 |  | 2003-01-01 | 2003-01-01 |  | 2005-05-01 | 2006-03-06 | 2006-09-22 | 90 | 30 | 3 | V90-3.0 MW Offshore (Vestas) | Grounded: Monopile | 30 x Monopile | 1 x 27km 132kV | - | 1 | 1xOHVS -> Shore | GBP 123m | http://webarchive.nationalarchives.gov.uk/+/http://www.berr.gov.uk/files/file50163.pdf | 2007-07-01 01:00 |  | Renewables Obligation (RO) at 1 ROCs (Renewable Obligation Certificates)/MWh | The ROC subsidy will expire during 2025.Revenue is estimated using 2019-20 ROC buy-out price of £48.78/ROC and wholesale electricity price of £50/MWh. | GBP | 98.78 | 114.72 | 15 | 20 | 12.73 | Irish Sea and St Georges Channel | CTV only | 90 | 3 | 30 | 1 | 25 | 27 | 4.9281 |  |  | Fixed | #REF! | #REF! | #REF! | #REF! | #REF! | #REF! | #REF! | #REF! | #REF! | #REF! | #REF! | #REF! | #REF! | #REF! | #REF! | #REF! | #REF! | #REF! | #REF! | #REF! | #REF! | #REF! | #REF! | 0 | #REF! | #REF! | #REF! | #REF! | #REF! | 34.1985 | #REF! | #REF! | #REF! | #REF! | #REF! | #REF! | #REF! | #REF! | 540 | #REF! | #REF! | #REF! | #REF! | #REF! | #REF! | #REF! | 2232.75 | 2232.75 | 317.6567 | 317.6567
UK02 | Burbo Bank | United Kingdom | Lancashire | Europe | Europe | Ørsted | Fully Commissioned | Round 1 | 2006 | High |  | 2001-04-01 | 2002-09-01 | 2003-07-01 | 2003-07-01 | 2005-12-31 | 2006-06-10 | 2007-07-21 | 2007-10-18 | 90 | 25 | 3.6 | SWT-3.6-107 (Siemens) | Grounded: Monopile | 25 x Monopile | 3 x 8.4km 36kV |  | 0 | 36kV -> Shore | EUR 181m | http://www.wind-energy-the-facts.org/en/part-3-economics-of-wind-power/chapter-2-offshore-developments/ | 2013-03-14 |  | Renewables Obligation (RO) at 1.5 ROCs (Renewable Obligation Certificates)/MWh | The ROC subsidy will expire during 2027. Revenue is estimated using 2019-20 ROC buy-out price of £48.78/ROC and wholesale electricity price of £50/MWh. | GBP | 123.17 | 143.05 | 0.5 | 8 | 8.04 | Irish Sea and St Georges Channel | CTV only | 90 | 3.6 | 25 | 0 | 14.8 | 25.2 | 6.3025 | 6.3 | 9.9344 | Fixed | #REF! | #REF! | #REF! | #REF! | #REF! | #REF! | #REF! | #REF! | #REF! | #REF! | #REF! | #REF! | #REF! | #REF! | #REF! | #REF! | #REF! | #REF! | #REF! | #REF! | #REF! | #REF! | #REF! | 0 | #REF! | #REF! | #REF! | #REF! | #REF! | 35.1985 | #REF! | #REF! | #REF! | #REF! | #REF! | #REF! | #REF! | #REF! | 540 | #REF! | #REF! | #REF! | #REF! | #REF! | #REF! | #REF! | 1860.625 | 1860.625 | 264.6234 | 264.6234
SE05 | Lillgrund | Sweden | Skåne | Europe | Europe | Vattenfall | Fully Commissioned |  | 2006 | High |  | 2001-03-22 |  | 2005-01-01 |  | 2005-10-26 | 2006-03-01 |  | 2007-12-01 | 110.4 | 48 | 2.3 | SWT-2.3-93 (Siemens) | Grounded: Gravity-Base | 48 x Gravity-Base | 1 x 7km 145kV |  | 1 | 1xOHVS -> Shore | SEK 1800m | http://mhk.pnnl.gov/wiki/images/c/cb/Kaiser_%26_Snyder_2012.pdf | 2012-12-31 |  |  | Project was part financied by Pilot Project Support from the Swedish National Energy Agency with 213,000 SEK (EUR 23,000) - 12% of CAPEX. Lillgrund will recieve Nordpool electricity price + electricity certificates (15 years) + environmental bonus (20,000 hours). |  |  |  | 4 | 8 | 9.19 | Kattegat | CTV only | 110.4 | 2.3 | 48 | 1 | 20 | 7 |  |  |  | Fixed | #REF! | #REF! | #REF! | #REF! | #REF! | #REF! | #REF! | #REF! | #REF! | #REF! | #REF! | #REF! | #REF! | #REF! | #REF! | #REF! | #REF! | #REF! | #REF! | #REF! | #REF! | #REF! | #REF! | 0 | #REF! | #REF! | #REF! | #REF! | #REF! | 36.1985 | #REF! | #REF! | #REF! | #REF! | #REF! | #REF! | #REF! | #REF! | 662.4 | #REF! | #REF! | #REF! | #REF! | #REF! | #REF! | #REF! | 3572.3999 | 3572.3999 | 505.1395 | 505.1395
NL01 | Prinses Amaliawindpark | Netherlands | Noord-Holland | Europe | Europe | Eneco | Fully Commissioned | Round 1 (NL) | 2006 | High |  | 2002-04-01 | 1999-12-01 | 2002-04-01 |  |  | 2006-09-22 |  | 2008-07-24 | 120 | 60 | 2 | V80-2.0 MW (Vestas) | Grounded: Monopile | 60 x Monopile | 1 x 28km 150kV |  | 1 | 1xOHVS -> Shore | EUR 383m | http://mhk.pnnl.gov/wiki/images/c/cb/Kaiser_%26_Snyder_2012.pdf | 2012-01-01 |  | MEP: Environmental Quality of Electricity Production (Milieukwaliteit van de Elektriciteitsproductie) | The application for the MEP subsidy was filed in October 2003 and was granted in April 2004. The MEP is a kWh subsidy paid to domestic producers of electricity from renewable sources and CHP who feed-in to the national grid. The subsidy takes the form of a fixed premium paid on top of the price of wholesale electricity.The premium was paid to installations established after 1 January 1996 for a maximum of ten years. The MEP differentiates the level of producer support for renewable energy technologies. In 2006, the highest support level was granted for offshore wind, PV, small (< 50 MW) stand-alone biomass installations, hydro, wave and tide energy (EUR cents 9.7/kWh ) | EUR | 163 | 163 | 19 | 24 | 25.41 | North Sea | CTV only | 120 | 2 | 60 | 1 | 45 | 28 |  |  | 27.9344 | Fixed | #REF! | #REF! | #REF! | #REF! | #REF! | #REF! | #REF! | #REF! | #REF! | #REF! | #REF! | #REF! | #REF! | #REF! | #REF! | #REF! | #REF! | #REF! | #REF! | #REF! | #REF! | #REF! | #REF! | 0 | #REF! | #REF! | #REF! | #REF! | #REF! | 37.1985 | #REF! | #REF! | #REF! | #REF! | #REF! | #REF! | #REF! | #REF! | 720 | #REF! | #REF! | #REF! | #REF! | #REF! | #REF! | #REF! | 4465.5 | 4465.5 | 633.4747 | 633.4747
NL02 | Egmond aan Zee | Netherlands | Noord-Holland | Europe | Europe | Shell | Fully Commissioned | Round 1 (NL) | 2006 | High |  | 2002-07-01 |  | 2005-05-31 |  | 2005-05-12 | 2006-04-18 | 2006-10-05 | 2007-01-01 | 108 | 36 | 3 | V90-3.0 MW Offshore (Vestas) | Grounded: Monopile | 36 x Monopile | 3 x 15km 34kV |  | 0 | 34kV -> Shore | EUR 217.7m | https://www.shell.nl/energy-and-innovation/wind/noordzeewind/reports/_jcr_content/par/expandablelist_451882206/expandablesection.stream/1554282176475/334aa72f20805ebcbe44c1bdfc2cae19539d1e59/owez-r-141-general-report.pdf | 2012-01-01 | The construction costs were supported by a capital grant of up to € 27.2 million from the Department of Economic Affairs and administered by SenterNovem under the CO2 Reduction Scheme. Due to stringent project management and the EPC contract, the project was delivered on time and on budget. Breakdown: EPC Contract EUR 200m; Development costs EUR 8m; Grid Connection (EPC Continuon) EUR 5m; Owner’s project management EUR 4m; Wm permit Compensation plan EUR 500k; Infocentrum Egmond aan Zee EUR 200k. | MEP: Environmental Quality of Electricity Production (Milieukwaliteit van de Elektriciteitsproductie) | NZW has been granted support under the MEP (milieukwaliteit elektriciteits productie) regulation at a level of €97/MWh for a 10-year term commencing on 1st November 2006 during initial production, and runs until 1st November 2016. Payments are made monthly on basis of metered electricity production by EnerQ, a wholly owned subsidiary of TenneT. In 2016, Shell entered into a 10-year offtake agreement (PPA) with Nuon for 100% of the power generated (108 MW). |  |  |  | 16 | 21 | 13.18 | North Sea | CTV only | 108 | 3 | 36 | 0 | 20.4 | 45 | 4.2628 | 4.7315 |  | Fixed | #REF! | #REF! | #REF! | #REF! | #REF! | #REF! | #REF! | #REF! | #REF! | #REF! | #REF! | #REF! | #REF! | #REF! | #REF! | #REF! | #REF! | #REF! | #REF! | #REF! | #REF! | #REF! | #REF! | 0 | #REF! | #REF! | #REF! | #REF! | #REF! | 38.1985 | #REF! | #REF! | #REF! | #REF! | #REF! | #REF! | #REF! | #REF! | 648 | #REF! | #REF! | #REF! | #REF! | #REF! | #REF! | #REF! | 2679.3 | 2679.3 | 380.7906 | 380.7906
DE42 | Breitling | Germany | Mecklenburg-Vorpommern | Europe | Europe | BlackRock | Fully Commissioned |  | 2006 | High | [6 empty] | 2006-02-01 | 2006-07-01 | 2006-09-01 | 2.5 | 1 | 2.5 | N90/2500 HS Offshore (Nordex) | Grounded: Gravity-Base | 1 x Gravity-Base | 1 x 0.3km 20kV |  | 0 | 0kV -> Shore | [9 empty] | 0.5 | 0.5 | 0.3 | Baltic Sea | CTV only | 2.5 | 2.5 | 1 | 0 | 0.7013 | 0.21 |  |  |  | Fixed | #REF! | #REF! | #REF! | #REF! | #REF! | #REF! | #REF! | #REF! | #REF! | #REF! | #REF! | #REF! | #REF! | #REF! | #REF! | #REF! | #REF! | #REF! | #REF! | #REF! | #REF! | #REF! | #REF! | 0 | #REF! | #REF! | #REF! | #REF! | #REF! | 39.1985 | #REF! | #REF! | #REF! | #REF! | #REF! | #REF! | #REF! | #REF! | 15 | #REF! | #REF! | #REF! | #REF! | #REF! | #REF! | #REF! | 74.425 | 74.425 | 10.5505 | 10.5505
FI01 | Kemin Ajoksen I | Finland | Lapland | Europe | Europe | OX2 | Decommissioned |  | 2006 | High |  | 2005-12-01 |  | 2005-12-01 |  |  | 2006-10-01 | 2007-10-01 | 2008-12-01 | 15 | 5 | 3 | WWD-3-100 (WinWinD) | Grounded: Artificial Island | 5 x Artificial Island | 1 x 2.5km 20kV |  | 0 | 20kV -> Shore | EUR 50m | http://www.innopower.fi/en/wind_farms/kemi_wind_farm | 2012-01-01 |  |  | January 2016 - OX2 completed acquisition of Kemin Ajoksen I and II projects from Innopower. OX2 will now repower projects and add an additional three onshore turbines. Project will now be known as Ajos and will consist of 8 Siemens SWT-130 3.3 MW wind turbines offshore, and 5 Siemens SWT-113 3.2 MW onshore (42.4 MW in total). Once construction is complete IKEA will take on ownership. |  |  |  | 0 | 0 | 5.93 | Gulf of Bothnia | CTV only | 15 | 3 | 5 | 0 | 2.5 | 2.5 | 1.8316 |  |  | Fixed | #REF! | #REF! | #REF! | #REF! | #REF! | #REF! | #REF! | #REF! | #REF! | #REF! | #REF! | #REF! | #REF! | #REF! | #REF! | #REF! | #REF! | #REF! | #REF! | #REF! | #REF! | #REF! | #REF! | 0 | #REF! | #REF! | #REF! | #REF! | #REF! | 40.1985 | #REF! | #REF! | #REF! | #REF! | #REF! | #REF! | #REF! | #REF! | 90 | #REF! | #REF! | #REF! | #REF! | #REF! | #REF! | #REF! | 372.125 | 372.125 | 53.6648 | 53.6648
UK46 | Beatrice Demonstration | United Kingdom | Caithnesshire | Europe | Europe | SSE (50%), Talisman Energy (50%) | Decommissioned | Deepwater Demonstration | 2006 | High |  | 2004-01-01 | 2005-01-01 | 2006-01-01 | 2006-01-01 |  | 2006-01-01 | 2007-02-01 | 2007-09-01 | 10 | 2 | 5.075 | 5M (Senvion) | Grounded: Jacket (Piled) | 2 x Jacket (Piled) | 1 x 1.92km 33kV |  | 0 | 33kV -> Shore | EUR 41m | http://www.beatricewind.co.uk/home/default.asp | 2006-02-14 |  | Renewables Obligation (RO) at 1 ROCs (Renewable Obligation Certificates)/MWh | Revenue is estimated using 2019-20 ROC buy-out price of £48.78/ROC and wholesale electricity price of £50/MWh. | GBP | 98.78 | 114.72 | 43 | 45 | 24.57 | North Sea | CTV only | 10 | 5.075 | 2 | 0 | 0.97 | 34.05 | 3.0856 |  | 11.9672 | Fixed | #REF! | #REF! | #REF! | #REF! | #REF! | #REF! | #REF! | #REF! | #REF! | #REF! | #REF! | #REF! | #REF! | #REF! | #REF! | #REF! | #REF! | #REF! | #REF! | #REF! | #REF! | #REF! | #REF! | 0 | #REF! | #REF! | #REF! | #REF! | #REF! | 41.1985 | #REF! | #REF! | #REF! | #REF! | #REF! | #REF! | #REF! | #REF! | 60 | #REF! | #REF! | #REF! | #REF! | #REF! | #REF! | #REF! | 148.85 | 148.85 | 25.7741 | 25.7741
IT02 | Brindisi | Italy | Puglia | Europe | Europe | Blue H (75%), DUFENERGY ITALIA (25%) | Decommissioned |  | 2007 | High |  |  |  | 2007-01-02 |  |  | 2007-12-01 | 2008-07-01 | 2008-07-01 | 0.08 | 1 | 0.08 | WES18 mk1 (WES) | Floating: Tension Leg Platform - Steel | 1 x Tension Leg Platform - Steel |  |  | 0 | MVAC -> Shore | [9 empty] | 113 | 113 | 17.34 | Adriatic Sea | CTV only | 0.08 | 0.08 | 1 | 0 | 0.30486 | 26.55 |  |  |  | Floating | #REF! | #REF! | #REF! | #REF! | #REF! | #REF! | #REF! | #REF! | #REF! | #REF! | #REF! | #REF! | #REF! | #REF! | #REF! | #REF! | #REF! | #REF! | #REF! | #REF! | #REF! | #REF! | #REF! | 187.592 | #REF! | #REF! | #REF! | #REF! | #REF! | 42.1985 | #REF! | #REF! | #REF! | #REF! | #REF! | #REF! | #REF! | #REF! | 0.48 | #REF! | #REF! | #REF! | #REF! | #REF! | #REF! | #REF! | 96.1128 | 76.925 | 44.0588 | 13.6564
CN02 | Suizhong 36-1 Oil Field Turbine | China | Liaoning | Asia | China | CNOOC | Decommissioned |  | 2007 | High | Construction started in 2007. The project was fully commissioned in November 2007, and then later decommissioned in July 2015. | 2007-05-01 | 2007-04-26 | 2007-05-01 |  |  | 2007-06-25 | 2007-11-08 | 2007-11-08 | 1.5 | 1 | 1.5 | GW 70/1500 (Goldwind) | Grounded: Jacket (Piled) | 1 x Jacket (Piled) |  |  | 0 | MVAC -> Shore | CNY 40m | [8 empty] | 30 | 31 | 43.82 | Yellow Sea | CTV only | 1.5 | 1.5 | 1 | 0 | 5.37 | 0 | 0.52293 |  | 0.16393 | Fixed | #REF! | #REF! | #REF! | #REF! | #REF! | #REF! | #REF! | #REF! | #REF! | #REF! | #REF! | #REF! | #REF! | #REF! | #REF! | #REF! | #REF! | #REF! | #REF! | #REF! | #REF! | #REF! | #REF! | 0 | #REF! | #REF! | #REF! | #REF! | #REF! | 43.1985 | #REF! | #REF! | #REF! | #REF! | #REF! | #REF! | #REF! | #REF! | 9 | #REF! | #REF! | #REF! | #REF! | #REF! | #REF! | #REF! | 74.425 | 74.425 | 18.7669 | 18.7669
UK11 | Inner Dowsing | United Kingdom | Lincolnshire | Europe | Europe | Macquarie (69.63%), Equitix (30.38%) | Fully Commissioned | Round 1 | 2007 | High |  | 2001-04-01 | 2002-05-01 | 2003-07-01 | 2003-07-01 | 2006-06-30 | 2007-01-01 | 2008-12-01 | 2009-03-01 | 97.2 | 27 | 3.6 | SWT-3.6-107 (Siemens) | Grounded: Monopile | 27 x Monopile | 3 x 6.6km 36kV |  | 0 | 36kV -> Shore | GBP 150m | http://www.mpi-offshore.com/workboats-projects/lynn-and-inner-dowsing-offshore-wind-farm/ | 2010-03-04 |  | Renewables Obligation (RO) at 1 ROCs (Renewable Obligation Certificates)/MWh | Revenue is estimated using 2019-20 ROC buy-out price of £48.78/ROC and wholesale electricity price of £50/MWh. | GBP | 98.78 | 114.72 | 6 | 13 | 5.95 | North Sea | CTV only | 97.2 | 3.6 | 27 | 0 | 16 | 19.8 | 7.6687 | 9.1049 | 13.9672 | Fixed | #REF! | #REF! | #REF! | #REF! | #REF! | #REF! | #REF! | #REF! | #REF! | #REF! | #REF! | #REF! | #REF! | #REF! | #REF! | #REF! | #REF! | #REF! | #REF! | #REF! | #REF! | #REF! | #REF! | 0 | #REF! | #REF! | #REF! | #REF! | #REF! | 44.1985 | #REF! | #REF! | #REF! | #REF! | #REF! | #REF! | #REF! | #REF! | 583.2 | #REF! | #REF! | #REF! | #REF! | #REF! | #REF! | #REF! | 2009.475 | 2009.475 | 285.2751 | 285.2751
UK15 | Lynn | United Kingdom | Lincolnshire | Europe | Europe | Macquarie (69.63%), Equitix (30.38%) | Fully Commissioned | Round 1 | 2007 | High |  | 2001-04-01 | 2002-05-01 | 2003-07-01 | 2003-07-01 | 2006-06-30 | 2007-01-01 | 2008-12-01 | 2009-03-01 | 97.2 | 27 | 3.6 | SWT-3.6-107 (Siemens) | Grounded: Monopile | 27 x Monopile | 3 x 6.6km 36kV |  | 0 | 36kV -> Shore | GBP 150m | http://www.mpi-offshore.com/workboats-projects/lynn-and-inner-dowsing-offshore-wind-farm/ | 2010-03-04 |  | Renewables Obligation (RO) at 1 ROCs (Renewable Obligation Certificates)/MWh | Revenue is estimated using 2019-20 ROC buy-out price of £48.78/ROC and wholesale electricity price of £50/MWh. | GBP | 98.78 | 114.72 | 6 | 13 | 6.47 | North Sea | CTV only | 97.2 | 3.6 | 27 | 0 | 16 | 19.8 | 7.6687 | 9.1049 | 13.9672 | Fixed | #REF! | #REF! | #REF! | #REF! | #REF! | #REF! | #REF! | #REF! | #REF! | #REF! | #REF! | #REF! | #REF! | #REF! | #REF! | #REF! | #REF! | #REF! | #REF! | #REF! | #REF! | #REF! | #REF! | 0 | #REF! | #REF! | #REF! | #REF! | #REF! | 45.1985 | #REF! | #REF! | #REF! | #REF! | #REF! | #REF! | #REF! | #REF! | 583.2 | #REF! | #REF! | #REF! | #REF! | #REF! | #REF! | #REF! | 2009.475 | 2009.475 | 285.3737 | 285.3737
UK20 | Robin Rigg | United Kingdom | Dumfries and Galloway | Europe | Europe | RWE | Fully Commissioned | Round 1 | 2007 | High |  | 2001-04-01 | 2005-12-01 | 2006-12-07 | 2006-12-07 |  | 2007-09-15 | 2009-09-11 | 2010-09-15 | 174 | 58 | 3 | V90-3.0 MW Offshore (Vestas), Originally 60 turbines where going to be installed, however due to a installation fault on the wind farm there is only 58 turbines as 2 had to be decommisioned. | Grounded: Monopile | 58 x Monopile | 2 x 12.5km 132kV |  | 2 | 2xOHVS -> Shore | GBP 381m | http://www.eon-uk.com/E.ON_Robin_Rigg_UK_content_report_October_2011.pdf | 2011-09-01 01:00 | The total project value for the development, manufacture, construction and installation of the Robin Rigg wind farm was £381 million, which is the equivalent of £2.1 million per MW. | Renewables Obligation (RO) at 2 ROCs (Renewable Obligation Certificates)/MWh | Revenue is estimated using 2019-20 ROC buy-out price of £48.78/ROC and wholesale electricity price of £50/MWh. | GBP | 147.56 | 171.37 | 4.5 | 13 | 10.56 | Irish Sea and St Georges Channel | CTV only | 174 | 3 | 58 | 2 | 42 | 25 | 8.4463 |  | 12.1639 | Fixed | #REF! | #REF! | #REF! | #REF! | #REF! | #REF! | #REF! | #REF! | #REF! | #REF! | #REF! | #REF! | #REF! | #REF! | #REF! | #REF! | #REF! | #REF! | #REF! | #REF! | #REF! | #REF! | #REF! | 0 | #REF! | #REF! | #REF! | #REF! | #REF! | 46.1985 | #REF! | #REF! | #REF! | #REF! | #REF! | #REF! | #REF! | #REF! | 1044 | #REF! | #REF! | #REF! | #REF! | #REF! | #REF! | #REF! | 4316.6499 | 4316.6499 | 611.4724 | 611.4724
UK07 | Gunfleet Sands | United Kingdom | Essex | Europe | Europe | Ørsted (50.1%), Development Bank of Japan (24.95%), JERA (24.95%) | Fully Commissioned | Round 1 | 2008 | High |  | 2001-04-01 | 2006-06-18 | 2008-03-01 | 2008-03-01 |  | 2008-04-01 | 2009-08-20 | 2010-06-15 | 172.8 | 48 | 3.6 | SWT-3.6-107 (Siemens) | Grounded: Monopile | 48 x Monopile | 1 x 9.3km 132kV |  | 1 | 1xOHVS -> Shore | DKK 3900m | http://mhk.pnnl.gov/wiki/images/c/cb/Kaiser_%26_Snyder_2012.pdf | 2012-01-01 |  | Renewables Obligation (RO) at 1.5 ROCs (Renewable Obligation Certificates)/MWh | The ROC subsidy will expire during 2030. Revenue is estimated using 2019-20 ROC buy-out price of £48.78/ROC and wholesale electricity price of £50/MWh. | GBP | 123.17 | 143.05 | 2 | 15 | 7.92 | North Sea | CTV only | 172.8 | 3.6 | 48 | 1 | 36 | 9.3 | 8.386 |  | 20.3934 | Fixed | #REF! | #REF! | #REF! | #REF! | #REF! | #REF! | #REF! | #REF! | #REF! | #REF! | #REF! | #REF! | #REF! | #REF! | #REF! | #REF! | #REF! | #REF! | #REF! | #REF! | #REF! | #REF! | #REF! | 0 | #REF! | #REF! | #REF! | #REF! | #REF! | 47.1985 | #REF! | #REF! | #REF! | #REF! | #REF! | #REF! | #REF! | #REF! | 1036.8 | #REF! | #REF! | #REF! | #REF! | #REF! | #REF! | #REF! | 3572.3999 | 3572.3999 | 506.6519 | 506.6519
UK19 | Rhyl Flats | United Kingdom | Conwy | Europe | Europe | RWE (50.1%), Greencoat (24.95%), Macquarie (12.47%), Equitix (12.47%) | Fully Commissioned | Round 1 | 2008 | High |  | 2001-04-01 | 2002-03-01 | 2002-12-01 | 2002-12-01 | 2007-03-01 | 2008-04-29 | 2009-10-01 | 2009-12-02 | 90 | 25 | 3.6 | SWT-3.6-107 (Siemens) | Grounded: Monopile | 25 x Monopile | 3 x 10.5km 33kV |  | 0 | 33kV -> Shore | GBP 190m | https://gov.wales/sites/default/files/publications/2019-07/future-potential-for-offshore-wind.pdf | 2018-12-01 |  | Renewables Obligation (RO) at 1.5 ROCs (Renewable Obligation Certificates)/MWh | Revenue is estimated using 2019-20 ROC buy-out price of £48.78/ROC and wholesale electricity price of £50/MWh. | GBP | 123.17 | 143.05 | 6.5 | 12 | 10.1 | Irish Sea and St Georges Channel | CTV only | 90 | 3.6 | 25 | 0 | 18 | 31.5 | 8.501 | 10.5 | 9.0164 | Fixed | #REF! | #REF! | #REF! | #REF! | #REF! | #REF! | #REF! | #REF! | #REF! | #REF! | #REF! | #REF! | #REF! | #REF! | #REF! | #REF! | #REF! | #REF! | #REF! | #REF! | #REF! | #REF! | #REF! | 0 | #REF! | #REF! | #REF! | #REF! | #REF! | 48.1985 | #REF! | #REF! | #REF! | #REF! | #REF! | #REF! | #REF! | #REF! | 540 | #REF! | #REF! | #REF! | #REF! | #REF! | #REF! | #REF! | 1860.625 | 1860.625 | 265.014 | 265.014
DK10 | Horns Rev 2 | Denmark | Syddanmark | Europe | Europe | Ørsted | Fully Commissioned | Tender (DK) | 2008 | High |  | 2007-03-01 | 2005-01-01 | 2007-03-01 |  | 2007-05-01 | 2008-05-01 | 2009-09-17 | 2010-01-31 | 209.3 | 91 | 2.3 | SWT-2.3-93 (Siemens) | Grounded: Monopile | 91 x Monopile | 1 x 42km 170kV |  | 1 | 1xOHVS -> Shore | EUR 448m | https://www.nib.int/who_we_are/news_and_media/articles/133/where_the_wind_blows | 2008-10-01 01:00 |  | Fixed Feed-in Tariff (FiT) | Horns Rev 2 is receiving a fixed Feed-in Tariff (FiT) of DKK 518/MWh (€69.4/MWh) for the first 10TWh of energy generation. Subsidy expired October 2020. In March 2021 Danfoss and Ørsted signed a 10-year fixed price corporate power purchase agreement for 27 MW. | DKK | 518 | 69.47 | 9 | 17 | 32.51 | North Sea | Accommodation Platform + CTV | 209.3 | 2.3 | 91 | 1 | 70 | 42 | 2.5489 | 4.1567 | 25.8689 | Fixed | #REF! | #REF! | #REF! | #REF! | #REF! | #REF! | #REF! | #REF! | #REF! | #REF! | #REF! | #REF! | #REF! | #REF! | #REF! | #REF! | #REF! | #REF! | #REF! | #REF! | #REF! | #REF! | #REF! | 0 | #REF! | #REF! | #REF! | #REF! | #REF! | 49.1985 | #REF! | #REF! | #REF! | #REF! | #REF! | #REF! | #REF! | #REF! | 1255.8 | #REF! | #REF! | #REF! | #REF! | #REF! | #REF! | #REF! | 6772.6748 | 6772.6748 | 960.5205 | 960.5205
DE01 | Alpha Ventus | Germany | Niedersachsen | Europe | Europe | EWE (47.5%), Vattenfall (26.25%), RWE (26.25%) | Fully Commissioned |  | 2008 | High |  | 2001-11-09 | 1999-09-08 | 2001-11-09 | 2007-01-01 |  | 2008-06-25 | 2009-08-20 | 2010-04-27 | 60 | 12 | 5 | M5000-116 (Areva Wind), Also using 6x 5M(Senvion) turbines | Grounded: Various | 6 x Tripod, 6 x Jacket (Piled) | 1 x 60km 110kV |  | 1 | 1xOHVS -> Shore | EUR 250m | https://web.archive.org/web/20090830001558/http://www.alpha-ventus.de/index.php?id=80 | 2009-07-15 01:00 | Due to delays, the cost of the project grew from 190 million to 250 million euro. | Feed-in Tariff (EEG 2008) | Alpha ventus received a 30 Million Euros capital grant subsidy from the BMU. Renumeration: 154 €/MWh for 12 years + 1.5 year on average (by turbine) due to depth of water & distance from shore, afterwards 35 €/MWh. Note that this reported renumeration does not reconcile with EEG at the time. | EUR | 150 | 150 | 27 | 27 | 41.53 | North Sea | CTV + Helicopter Support | 60 | 5 | 12 | 1 | 16 | 60 | 7.7782 |  | 26 | Fixed | #REF! | #REF! | #REF! | #REF! | #REF! | #REF! | #REF! | #REF! | #REF! | #REF! | #REF! | #REF! | #REF! | #REF! | #REF! | #REF! | #REF! | #REF! | #REF! | #REF! | #REF! | #REF! | #REF! | 0 | #REF! | #REF! | #REF! | #REF! | #REF! | 50.1985 | #REF! | #REF! | #REF! | #REF! | #REF! | #REF! | #REF! | #REF! | 360 | #REF! | #REF! | #REF! | #REF! | #REF! | #REF! | #REF! | 917.8748 | 917.8748 | 121.0032 | 121.0032
DE76 | Hooksiel | Germany | Niedersachsen | Europe | Europe | Reetec | Decommissioned |  | 2008 | High | [6 empty] | 2008-08-28 |  | 2008-10-01 | 5 | 1 | 5 | Bard 5.0 (Bard) | Grounded: Tripile | 1 x Tripile | 1 x 0.4km 20kV |  | 0 | 0kV -> Shore | [9 empty] | 2 | 2 | 2.56 | North Sea | CTV only | 5 | 5 | 1 | 0 | 1.2658 | 0.4 |  |  |  | Fixed | #REF! | #REF! | #REF! | #REF! | #REF! | #REF! | #REF! | #REF! | #REF! | #REF! | #REF! | #REF! | #REF! | #REF! | #REF! | #REF! | #REF! | #REF! | #REF! | #REF! | #REF! | #REF! | #REF! | 0 | #REF! | #REF! | #REF! | #REF! | #REF! | 51.1985 | #REF! | #REF! | #REF! | #REF! | #REF! | #REF! | #REF! | #REF! | 30 | #REF! | #REF! | #REF! | #REF! | #REF! | #REF! | #REF! | 74.425 | 74.425 | 11.0418 | 11.0418
DK47 | Poseidon P37 | Denmark | Sjaælland | Europe | Europe | Floating Power Plant | Decommissioned | Demonstration/Research project | 2008 | High |  | 2007-01-01 | [5 empty] | 2010-05-01 | 2009-06-14 | 0.03 | 3 | 0.011 | GAIA 0.011MW (GAIA-Wind), 3 turbines on a single foundation. | Floating: Semi-Submersible Platform - Steel | 1 x Semi-Submersible Platform - Steel |  |  | 0 | MVAC -> Shore | [9 empty] | 7 | 7 | 3 | Kattegat | CTV only | 0.03 | 0.011 | 3 | 0 | 3 | 2.51 | 3.3292 |  |  | Floating | #REF! | #REF! | #REF! | #REF! | #REF! | #REF! | #REF! | #REF! | #REF! | #REF! | #REF! | #REF! | #REF! | #REF! | #REF! | #REF! | #REF! | #REF! | #REF! | #REF! | #REF! | #REF! | #REF! | 0 | #REF! | #REF! | #REF! | #REF! | #REF! | 52.1985 | #REF! | #REF! | #REF! | #REF! | #REF! | #REF! | #REF! | #REF! | 0.18 | #REF! | #REF! | #REF! | #REF! | #REF! | #REF! | #REF! | 193.275 | 230.775 | 30.4121 | 31.6248
FI17 | Kemin Ajoksen II | Finland | Lapland | Europe | Europe | OX2 | Decommissioned |  | 2008 | High |  | 2007-01-01 |  | 2007-07-01 |  |  | 2008-08-01 | 2008-12-01 | 2008-12-31 | 15 | 5 | 3 | WWD-3-100 (WinWinD) | Grounded: Artificial Island | 5 x Artificial Island |  |  | 0 | 20kV -> Shore | [5 empty] | January 2016 - OX2 completed acquisition of Kemin Ajoksen I and II projects from Innopower. OX2 will now repower projects and add an additional three onshore turbines. Project will now be known as Ajos and will consist of 8 Siemens SWT-130 3.3 MW wind turbines offshore, and 5 Siemens SWT-113 3.2 MW onshore (42.4 MW in total). Once construction is complete IKEA will take on ownership. |  |  |  | 0 | 0 | 7.05 | Gulf of Bothnia | CTV only | 15 | 3 | 5 | 0 | 2.5 | 0 | 1.9165 |  |  | Fixed | #REF! | #REF! | #REF! | #REF! | #REF! | #REF! | #REF! | #REF! | #REF! | #REF! | #REF! | #REF! | #REF! | #REF! | #REF! | #REF! | #REF! | #REF! | #REF! | #REF! | #REF! | #REF! | #REF! | 0 | #REF! | #REF! | #REF! | #REF! | #REF! | 53.1985 | #REF! | #REF! | #REF! | #REF! | #REF! | #REF! | #REF! | #REF! | 90 | #REF! | #REF! | #REF! | #REF! | #REF! | #REF! | #REF! | 372.125 | 372.125 | 53.8771 | 53.8771
BE01 | Thornton Bank - phase I | Belgium | Vlaanderen | Europe | Europe | RWE (29.42%), Nuhma (22.89%), DEME (12.84%), Socofe (12.39%), Wallonie Entreprendre (12.39%), EDF (10.07%) | Fully Commissioned | Concession identified through decree of May 2004 | 2008 | High | The project made FID in April 2007 and commissioned in May 2009. Marguerite Pantheonis sold their 10 per cent stake in the 325 MW C-Power (Thornton Bank) project in February 2024, and Atlas Copco Airpower signed a Corporate Power Purchase Agreement (CPPA) with Engie in September 2024, the ontract states that Atlas Copco will take a capacity of 5.9 MW for at least 4 years. | 2003-06-27 |  | 2004-04-14 |  | 2007-05-01 | 2008-04-01 |  | 2009-05-10 | 30 | 6 | 5.075 | 5M (Senvion) | Grounded: Gravity-Base | 6 x Gravity-Base | 1 x 36km 150kV |  | 0 | 36kV -> Shore | EUR 153m | http://www.c-power.be/index.php/project-phase-1/overview | 2011-08-09 01:00 |  | Renewable Energy Certificates with 2-tiered pricing mechanism | Revenues via Renewable Energy Certificate sold to Elia for 20 years at €107/MWh plus cable subsidy up to a maximum amount of €25 million. | EUR | 107 | 107 | 18 | 27.5 | 27.13 | North Sea | CTV + Helicopter Support | 30 | 5.075 | 6 | 0 | 4 | 36 |  |  |  | Fixed | #REF! | #REF! | #REF! | #REF! | #REF! | #REF! | #REF! | #REF! | #REF! | #REF! | #REF! | #REF! | #REF! | #REF! | #REF! | #REF! | #REF! | #REF! | #REF! | #REF! | #REF! | #REF! | #REF! | 0 | #REF! | #REF! | #REF! | #REF! | #REF! | 54.1985 | #REF! | #REF! | #REF! | #REF! | #REF! | #REF! | #REF! | #REF! | 180 | #REF! | #REF! | #REF! | #REF! | #REF! | #REF! | #REF! | 441.1174 | 441.1174 | 61.9668 | 61.9668
JP18 | Floating Offshore Wind Turbine Demonstration Project - Sasebo - 1:10 scale prototype | Japan | Nagasaki | Asia | APAC | TODA (25%), Nippon Hume Corporation (25%), Kyoto University (25%), Sasebo Heavy (25%) | Decommissioned | Demonstration | 2009 | High |  | 2009-01-01 |  |  |  |  | 2009-09-01 |  | 2009-10-01 | 0.001 | 1 | 0.001 | Not Decided | Floating: Spar Floater - Hybrid | 1 x Spar Floater |  |  |  | MVAC -> Shore | [9 empty] | 10 | 10 | 0.02 | Japan Sea |  | 0.001 | 0.001 | 1 | 0 | 0.15203 | 0.03 |  |  |  | Floating | #REF! | #REF! | #REF! | #REF! | #REF! | #REF! | #REF! | #REF! | #REF! | #REF! | #REF! | #REF! | #REF! | #REF! | #REF! | #REF! | #REF! | #REF! | #REF! | #REF! | #REF! | #REF! | #REF! | 281.27 | CTV only | #REF! | #REF! | #REF! | #REF! | 55.1985 | #REF! | #REF! | #REF! | #REF! | #REF! | #REF! | #REF! | #REF! | 0.006 | #REF! | #REF! | #REF! | #REF! | #REF! | #REF! | #REF! | 111.9368 | 76.925 | 56.1351 | 10.3488
DK11 | Rødsand 2 | Denmark | Sjaælland | Europe | Europe | SEAS-NVE (80%), RWE (20%) | Fully Commissioned | Tender (DK) | 2009 | High |  | 2008-04-25 | 2007-01-01 | 2008-04-25 |  | 2009-01-01 | 2009-04-01 | 2010-08-15 | 2010-10-12 | 207 | 90 | 2.3 | SWT-2.3-93 (Siemens) | Grounded: Gravity-Base | 90 x Gravity-Base | 1 x 9.2km 132kV |  | 1 | 1xOHVS -> Shore | EUR 450m | http://www.eon.se/upload/eon-se-2-0/dokument/broschyrarkiv/in-english/Energy%20for%20the%20future%20-%20R%C3%B6dsand%202%20Wind%20Farm.pdf | 2010-07-31 01:00 |  | Fixed Feed-in Tariff (FiT) | A 207 MW extension of the existing wind farm (Nysted) was installed by E.ON at a stated cost of EUR 450m with a fixed Feed-in Tariff agreement of DKK 630 /MWh (€84.4/MWh) for 53,000 full load hours | DKK | 630 | 84.5 | 6 | 12 | 9.25 | Baltic Sea | CTV only | 207 | 2.3 | 90 | 1 | 80 | 9.2 | 2.3053 | 2.8551 | 15.7377 | Fixed | #REF! | #REF! | #REF! | #REF! | #REF! | #REF! | #REF! | #REF! | #REF! | #REF! | #REF! | #REF! | #REF! | #REF! | #REF! | #REF! | #REF! | #REF! | #REF! | #REF! | #REF! | #REF! | #REF! | 0 | #REF! | #REF! | #REF! | #REF! | #REF! | 56.1985 | #REF! | #REF! | #REF! | #REF! | #REF! | #REF! | #REF! | #REF! | 1242 | #REF! | #REF! | #REF! | #REF! | #REF! | #REF! | #REF! | 6698.25 | 6698.25 | 945.6234 | 945.6234
DK12 | Sprogø | Denmark | Sjaælland | Europe | Europe | European Energy | Fully Commissioned | Open Door (DK) | 2009 | High |  | 2009-01-01 | 2008-01-01 | 2009-01-01 |  | 2009-01-01 | 2009-09-01 | 2009-11-01 | 2009-12-01 | 21 | 7 | 3 | V90-3.0 MW Offshore (Vestas) | Grounded: Gravity-Base | 7 x Gravity-Base | 2 x 0.7km 10kV |  | 0 | 10kV -> Shore |  |  |  |  | Variable feed-in premium | Sprogo received a fixed premium of DKK 250/MWh (€33.49/MWh) for the first 22,000 full-load hours after which the market price is received. A payment of DKK 23/MWh (€ 3.08/MWH) is also received for balancing costs. |  |  |  | 6 | 16 | 8.34 | Kattegat | CTV only | 21 | 3 | 7 | 0 | 3 | 1.4 | 0.83231 | 14.4762 | 12 | Fixed | #REF! | #REF! | #REF! | #REF! | #REF! | #REF! | #REF! | #REF! | #REF! | #REF! | #REF! | #REF! | #REF! | #REF! | #REF! | #REF! | #REF! | #REF! | #REF! | #REF! | #REF! | #REF! | #REF! | 0 | #REF! | #REF! | #REF! | #REF! | #REF! | 57.1985 | #REF! | #REF! | #REF! | #REF! | #REF! | #REF! | #REF! | #REF! | 126 | #REF! | #REF! | #REF! | #REF! | #REF! | #REF! | #REF! | 520.975 | 520.975 | 75.1379 | 75.1379
DK15 | Avedøre Holme | Denmark | Hovedstaden | Europe | Europe | Ørsted (66.7%), Hvidovre vindmøllelaug (33.3%) | Fully Commissioned | Open Door (DK) | 2009 | High |  | 2008-11-18 | 2007-10-01 | 2008-11-18 |  | 2009-01-01 | 2009-10-01 | 2009-12-01 | 2011-12-07 | 10.8 | 3 | 3.6 | SWT-3.6-120 (Siemens) | Grounded: Gravity-Base | 3 x Gravity-Base |  |  | 0 | MVAC -> Shore | DKK 100m | http://www.hvidovrevindmollelaug.dk/wp-content/uploads/2013/05/facts.pdf | 2013-05-01 01:00 |  | Fixed Feed-in premium. | Avedøre Holme received a fixed premium of DKK 250/MWh (€33.49/MWh) for the first 22,000 full-load hours after which the market price is received. A payment of DKK 23/MWh (€ 3.08/MWH) is also received for balancing costs. |  |  |  | 0.5 | 2 | 0.01 | Kattegat | Not applicable | 10.8 | 3.6 | 3 | 0 | 2.849 | 0.29 | 1.0349 | 30.9259 | 13.5738 | Fixed | #REF! | #REF! | #REF! | #REF! | #REF! | #REF! | #REF! | #REF! | #REF! | #REF! | #REF! | #REF! | #REF! | #REF! | #REF! | #REF! | #REF! | #REF! | #REF! | #REF! | #REF! | #REF! | #REF! | 0 | #REF! | #REF! | #REF! | #REF! | #REF! | 58.1985 | #REF! | #REF! | #REF! | #REF! | #REF! | #REF! | #REF! | #REF! | 64.8 | #REF! | #REF! | #REF! | #REF! | #REF! | #REF! | #REF! | 0 | 0 | 0 | 0
UK27 | Sheringham Shoal | United Kingdom | Norfolk | Europe | Europe | Equinor (40%), Equitix (35.3%), TRIG (14.7%), Macquarie (10%) | Fully Commissioned | Round 2 | 2009 | High |  | 2003-12-01 | 2007-02-01 | 2008-11-01 | 2008-11-01 |  | 2009-10-23 | 2011-08-02 | 2013-04-19 | 316.8 | 88 | 3.6 | SWT-3.6-107 (Siemens) | Grounded: Monopile | 88 x Monopile | 2 x 22km 145kV |  | 2 | 2xOHVS -> Shore | NOK 10000m | https://www.eib.org/en/projects/pipelines/all/20090481 | 2010-02-09 |  | Renewables Obligation (RO) at 2 ROCs (Renewable Obligation Certificates)/MWh | Revenue is estimated using 2019-20 ROC buy-out price of £48.78/ROC and wholesale electricity price of £50/MWh. | GBP | 147.56 | 171.37 | 15 | 22 | 20.29 | North Sea | CTV only | 316.8 | 3.6 | 88 | 2 | 81 | 44 | 7.6687 |  | 20.9508 | Fixed | #REF! | #REF! | #REF! | #REF! | #REF! | #REF! | #REF! | #REF! | #REF! | #REF! | #REF! | #REF! | #REF! | #REF! | #REF! | #REF! | #REF! | #REF! | #REF! | #REF! | #REF! | #REF! | #REF! | 0 | #REF! | #REF! | #REF! | #REF! | #REF! | 59.1985 | #REF! | #REF! | #REF! | #REF! | #REF! | #REF! | #REF! | #REF! | 1900.8 | #REF! | #REF! | #REF! | #REF! | #REF! | #REF! | #REF! | 6549.3999 | 6549.3999 | 929.9557 | 929.9557
UK29 | Thanet | United Kingdom | Kent | Europe | Europe | Vattenfall | Fully Commissioned | Round 2 | 2009 | High |  | 2003-12-01 | 2004-12-01 | 2006-12-18 | 2006-12-18 |  | 2009-03-19 | 2010-05-18 | 2010-09-23 | 300 | 100 | 3 | V90-3.0 MW Offshore (Vestas) | Grounded: Monopile | 100 x Monopile | 2 x 25.5km 132kV |  | 1 | 1xOHVS -> Shore | GBP 900m | http://www.guardian.co.uk/environment/2010/sep/23/british-firms-worlds-biggest-windfarm | 2010-09-23 01:00 |  | Renewables Obligation (RO) at 2 ROCs (Renewable Obligation Certificates)/MWh | Revenue is estimated using 2019-20 ROC buy-out price of £48.78/ROC and wholesale electricity price of £50/MWh. | GBP | 147.56 | 171.37 | 20 | 25 | 13.95 | North Sea | CTV only | 300 | 3 | 100 | 1 | 65 | 51 | 6.4613 |  | 24.4918 | Fixed | #REF! | #REF! | #REF! | #REF! | #REF! | #REF! | #REF! | #REF! | #REF! | #REF! | #REF! | #REF! | #REF! | #REF! | #REF! | #REF! | #REF! | #REF! | #REF! | #REF! | #REF! | #REF! | #REF! | 0 | #REF! | #REF! | #REF! | #REF! | #REF! | 60.1985 | #REF! | #REF! | #REF! | #REF! | #REF! | #REF! | #REF! | #REF! | 1800 | #REF! | #REF! | #REF! | #REF! | #REF! | #REF! | #REF! | 7442.5 | 7442.5 | 1053.4557 | 1053.4557
UK05 | Greater Gabbard | United Kingdom | Suffolk | Europe | Europe | RWE (50%), SSE (50%) | Fully Commissioned | Round 2 | 2009 | High |  | 2003-12-01 | 2005-08-01 | 2007-02-01 | 2007-02-01 | 2008-02-01 | 2009-07-01 | 2010-12-28 | 2013-08-07 | 504 | 140 | 3.6 | SWT-3.6-107 (Siemens) | Grounded: Monopile | 140 x Monopile | 3 x 45.5 + 16km 132kV |  | 2 | 2xOHVS -> Shore | GBP 1600m | https://www.sse.com/media/0bklm0gx/fifteenyearsofoffshorewind.pdf | 2018-11-19 | The project saw a £1.6 billion investment. | Renewables Obligation (RO) at 2 ROCs (Renewable Obligation Certificates)/MWh | Revenue is estimated using 2019-20 ROC buy-out price of £48.78/ROC and wholesale electricity price of £50/MWh. | GBP | 147.56 | 171.37 | 20 | 32 | 32.76 | North Sea | CTV only | 504 | 3.6 | 140 | 2 | 153 | 152.5 | 7.0746 | 2.1052 | 18 | Fixed | #REF! | #REF! | #REF! | #REF! | #REF! | #REF! | #REF! | #REF! | #REF! | #REF! | #REF! | #REF! | #REF! | #REF! | #REF! | #REF! | #REF! | #REF! | #REF! | #REF! | #REF! | #REF! | #REF! | 0 | #REF! | #REF! | #REF! | #REF! | #REF! | 61.1985 | #REF! | #REF! | #REF! | #REF! | #REF! | #REF! | #REF! | #REF! | 3024 | #REF! | #REF! | #REF! | #REF! | #REF! | #REF! | #REF! | 10419.5 | 10419.5 | 1479.5662 | 1479.5662
JP05 | Kamisu Nearshore Wind Farm - phase 1 | Japan | Ibaraki | Asia | APAC | Mitani Corporation (66.7%), Wind Power Group (33.3%) | Fully Commissioned |  | 2009 | High | Project was fully commissioned in 2010. | 2008-12-31 |  |  |  |  | 2009-01-01 | 2010-03-01 | 2010-07-31 | 14 | 7 | 2 | Subaru 80/2.0 (Fuji Heavy Industries) | Grounded: Monopile | 7 x Monopile |  |  | 0 | MVAC -> Shore | JPY 4200m | https://masa-cbl.hatenadiary.jp/entry/20140215/1392451143 | 2014-02-15 | The construction cost of one 2MW turbine at this wind farm is 600 million JPY. The total project cost is, therefore, ~4.2 billion JPY. | [5 empty] | 3 | 5 | 0.03 | North Pacific Ocean | Not applicable | 14 | 2 | 7 | 0 | 4.1188 | 0.02 | 1.1636 |  |  | Fixed | #REF! | #REF! | #REF! | #REF! | #REF! | #REF! | #REF! | #REF! | #REF! | #REF! | #REF! | #REF! | #REF! | #REF! | #REF! | #REF! | #REF! | #REF! | #REF! | #REF! | #REF! | #REF! | #REF! | 0 | #REF! | #REF! | #REF! | #REF! | #REF! | 62.1985 | #REF! | #REF! | #REF! | #REF! | #REF! | #REF! | #REF! | #REF! | 84 | #REF! | #REF! | #REF! | #REF! | #REF! | #REF! | #REF! | 0 | 0 | 0 | 0
SE06 | Vindpark Vänern | Sweden | Västra Götaland | Europe | Europe | InnoVent (80%), Vindkraft Gässlingen Ekonomisk förening (10%), Kyrkvinden Ekonomiska Förening (10%) | Fully Commissioned |  | 2009 | High |  | 2006-08-25 |  | 2006-08-25 |  |  | 2009-04-17 | 2009-12-12 | 2010-05-24 | 30 | 10 | 3 | WWD-3-100 (WinWinD), The first five turbines to be built (GG6-10) are the tried and tested model. Purportedly, GG1-5 are a slightly different model, with different gearbox and longer blades. Inadequate oil lubrication due to a fault with the newer design led to premature wear | Grounded: Rock-Anchored Concrete Rings | 10 x Rock-Anchored Concrete Rings | 1 x 8km |  | 0 | MVAC -> Shore | SEK 540m | https://sverigesradio.se/artikel/5321217 | 2012-10-24 01:00 | [6 empty] | 3 | 13 | 26.17 | Skagerrak | CTV only | 30 | 3 | 10 | 0 | 8.142 | 20.38 | 3.2991 |  |  | Fixed | #REF! | #REF! | #REF! | #REF! | #REF! | #REF! | #REF! | #REF! | #REF! | #REF! | #REF! | #REF! | #REF! | #REF! | #REF! | #REF! | #REF! | #REF! | #REF! | #REF! | #REF! | #REF! | #REF! | 0 | #REF! | #REF! | #REF! | #REF! | #REF! | 63.1985 | #REF! | #REF! | #REF! | #REF! | #REF! | #REF! | #REF! | #REF! | 180 | #REF! | #REF! | #REF! | #REF! | #REF! | #REF! | #REF! | 744.25 | 744.25 | 110.0424 | 110.0424
SAMPLE
Note on X1: Project design as specified by developer.
Note on F2: =IF([@Country]="China","China",INDEX(tblCAPEXRegion[GeoregionNew],MATCH([@Georegion],tblCAPEXRegion[Georegion],0)))
Note on H2: Development Zone - This refers to an area or zone that the government has identified as being suitable for development for offshore wind. Normally developers are then invited to submit project proposals falling within the area. Concept/Early Planning – The early stages of a wind farm. At this pre-application stage tasks are undertaken to establish the feasibility and design of the project. Consent Application Submitted – The formal application has been officially submitted and is awaiting a decision from the authorities. Consent Authorised – Approval has been granted by the authorities and construction can begin assuming the developer wishes to invest. Pre Construction - The project has reached financial close/made a final investment decision and is moving towards offshore construction Under Construction – The offshore construction is in progress. No turbines are yet energised. Partial Generation/Under Construction - At least one turbine has been energised and is feeding power to the grid. Part of the project is still under construction. Fully Commissioned – All turbines energised and feeding power to the grid. Dormant - The planning process for a country is moving forward but the wind farm is not explicitly include in plans. However the windfarm has not formally been declined by the authorities or cancelled by the developer. Failed Proposal – The application has been declined by the authorities. Cancelled – The developer/owner has decided that the project is not viable. Decommissioned – The project has come to the end of its lifecycle. The turbines and foundations are removed. Unknown – The project is known to exist but no information is yet available as to its current status.
Note on J2: Year the 4C country analyst expects, or has modelled offshore construction to start (i.e. turbine foundation installation start). Note: When selecting projects to include the analyst has cross referenced a country's growth potential with the most credible projects in the pipeline such that the sum of the project capacity approximates to the country's growth potential. This does mean that in some cases projects have been excluded which are credible, but due to high levels of competition for subsidies or grid connections have not been included. This is particularly the case for the UK.
Note on K2: See Terms and Data Guide for explanation of how confience levels are derived.
Note on M2: The date on which the developer obtained an exclusivity agreement for the site.
Note on R2: Park Construction Start refers to the earliest installation date for foundations, or turbines, or array cables. Excludes substation and export cable events
Note on AD2: Grid solution derived from wind farm design fields - array cable voltage, number of substation and platform name/type. If the grid solution is yet undefined, this is either modelled (in Asia one substation for every 500 MW, in Europe one substation for every 1.1. GW). Or analysts can also override this model and input directly if model is not the best solution.
Note on AE2: Actual project CAPEX as reported by the developer.
Note on AR2: CTV = Crew transfer vessels (CTVs) only Helicopter Support = Helicopters are used in combination with crew transfer vessels (CTVs). SOV = A service operations vessel (SOV) is the main transfer solution. CTVs may assist. SOV + Helicopter = A helicopter will accompany a service operations vessel (SOV) as the main transfer solution. CTVs may assist. Accommodation Platform + Helicopter = An offshore accomodation platform will be used, with a helicopter and CTVs as the accompanying transfer solution. Accommodation Platform + Helicopter + SOV = An offshore accomodation platform will be used, with a helicopter and SOV as the accompanying transfer solution. CTVs may assist. Accommodation Vessel = Accomodation vessel used in combination with CTVs
Note on AS2: Capacity be modelled by the analyst in order to align country build-out with expected ambition or other constraints. Alternatively it may be the same as the developer quoted wind farm capacity.
Note on AT2: Modelled Turbine size (MW) either uses the known turbine size, or if undecided, our model will estimate the turbine size based on what size turbines we expect to be available to the market when the wind farm starts construction e.g. for wind farms starting construction in 2030 we expect 17 MW turbines available.
Note on AU2: CapacityMW_Mod / TurbineMW_Mod and rounded up
Note on AV2: In Asia, 4C models one substation for each 500 MW. In US and Europe, 4C models one substation for every 1100 MW. Note that some nearshore projects may not have substations if they connect straight to shore. And other projects may alternatively connect to an offshore grid.
Note on AW2: Estimated array cable length according to multilinear regression model using two variables: project capacity and number of turbines. Performs well.
Note on AX2: Estimated AC export cable length based on a model which considers either known design or estimated design based on route distance to connection point or shore and assuming 2 cables. AC cabling only, not DC.
Note on CD2: Due to constraints that a large number of users will face owing to macros, values have been pasted in. If you would like to view or use the formula, the code is embedded in the sheet and the formula is '=CalculateVesselHirek([@EquivOAndMStrategy],[@[NumTurbines_Mod]], [@DistanceFromShoreKm], [@FixedFloat]="Floating", FloatingOAndMStrategy, [@FloatDistToPort])'
Note on CE2: Due to constraints that a large number of users will face owing to macros, values have been pasted in. If you would like to view or use the formula, the code is embedded in the sheet and the formula is '=CalculateFuelCostk([@EquivOAndMStrategy],[@[NumTurbines_Mod]],[@DistanceFromShoreKm],[@[TurbineMW_Mod]], [@FixedFloat] = "Floating", FloatingOAndMStrategy, [@FloatDistToPort])'
Note on CF2: Due to constraints that a large number of users will face due to macros, values have been pasted in. If you would like to view or use the formula, the code is embedded in the sheet and the formula is '=CalculatePortFeesk([@EquivOAndMStrategy], [@[NumTurbines_Mod]])'

## Auctions
Auction Schedule | [16 empty] | Offtake Auctions |  |  | Site Only Auctions
Country | Region | Tender/Auction Name | Scope | Volume MW (Lower Case) | Volume MW (Higher Case) | Award Date | Analyst Confidence | Launch Date | Competent Authority | Incl. Floating? | Comments / Status / Results | Source | PlotVolume (MW) | Georegion2 |  | Year | Europe | Americas | APAC | Europe_ | Americas_ | APAC_
Denmark | Midtjylland | Thor | Site+Offtake | 1008 | 1008 | 2021-12-01 | Awarded | 2020-03-31 | Danish Energy Agency | N | In April 2018 government announced plans to draft a proposed new Energy Agreement that included three 800 MW wind projects with tenders to be held in 2019, 2021 and 2023, with construction and commissioning spanning the period 2024 to 2030. The first 800 MW project will be located in the North Sea off Nissum Fjord at least 20 km out on the sea. The first phase of the tender was launched in late 2019, where RWE were awarded via lottery for 0.01 øre/kWh in December 2021. Six companies/consortia were pre-qualified in early 2021.The Danish Energy Agency (DEA) revised its regime for this tender to include offshore transmission within the developer’s scope, as opposed to making it the responsibility of the TSO. Additional revisions include an adjusted approach to environmental assessments and a revised subsidy mechanism based on contracts for difference (CfDs). Construction and commissioning to take place over the period of 2024-2027. | https://ens.dk/en/our-responsibilities/wind-power/ongoing-offshore-wind-tenders/thor-offshore-wind-farm | 1008 | Europe |  | 2022 | 0 | 0 | 1794 | 2450 | 0 | 0
Japan | 2019 | Round 1 (floating) | Site+Offtake | 16.8 | 16.8 | 2021-06-01 | Awarded | 2020-06-24 | METI/MLIT | Y | In June 2021, the government awarded a Toda-led consortium (also ENEOS, Osaka Gas, KEPCO, INPEX and Chubu Electric) a 20-year feed in tariff of 36 JPY/kWh (280 EUR/MWh) for an 16.8 MW pilot project, located in waters 100-150m deep off Goto City, Nagasaki. This site was the first awarded under the new Offshore Wind Promotion Act. | https://www.meti.go.jp/press/2021/06/20210611004/20210611004.html | 16.8 | APAC |  | 2023 | 10074 | 0 | 0 | 1800 | 0 | 0
Japan | 2019 | Round 1 (fixed) | Site+Offtake | 1742 | 1742 | 2021-12-24 | Awarded | 2020-11-27 | METI/MLIT | N | The auctions opened on 27 November 2020 and closed on 27 May 2021. Mitsubishi-led consortia were announced as the winners in each of the three fixed-bottom auctions on 24 December 2021. | 再エネ海域利用法に基づく洋上風力発電事業者の公募を開始します （METI/経済産業省） | 1742 | APAC |  | 2024 | 7841.58 | 0 | 0 | 0 | 0 | 0
France | Normandie | Normandie | Site+Offtake | 1050 | 1050 | 2023-03-01 | Awarded | 2020-12-04 | Ministry of Ecological Transition | N | The 2019-2023, 2024-2028 Multiannual Energy Program (PPE), published April 2020, sets out the tender timeline for offshore wind farms in France. The Government plan to tender for 1 GW of fixed offshore wind capacity in the English Channel/North Sea in 2020. This project is part of the new procedure ("Société de confiance", 10.08.18) for public participation prior to deciding the location of the wind farm and the competitive bidding procedure with the aim of reducing the level of opposition experienced by previous projects. The public debate regarding the siting of the wind farm commenced autumn 2019 but was delayed by COVID-19 and eventually concluded in August 2020. The Government confirmed the location fo the wind farm and launch of the tender in December 2020. In April 2021 six candidates and/or consortia were preselected to participate in a competitive dialogue. Final bidding deadline was November 2022 and awarded EDF/Maple Power consortium in March 2023. Commissioning of the park around 2031, in line with when RTE will commission the grid connection. | https://www.ecologie.gouv.fr/programmations-pluriannuelles-lenergie-ppe | 1050 | #N/A |  | 2025 | 0 | 0 | 0 | 0 | 0 | 0
Poland | Polish Offshore | Offshore Wind Act Phase 1 | Offtake | 5900 | 5900 | 2021-04-07 | Awarded | 2021-02-04 | Energy Regulatory Authority | N | Under Poland's Offshore Wind Act, 5.9 GW of capacity will be awarded a CfD on first-come first-served basis with a deadline of 31 March 2021. The CfD maximum value has been approved by the European Commission at 319.6 PLN/MWh but will be set at an individual level per project. Developers can apply for a subsidy to cover maximum generation of 100,000 hours x wind farm capacity, and once awarded must begin generation within 7 years of award. Developers are responsible for offshore transmission infrastructure. At time of Q2 2021 report preparation, 4.29 GW of projects have been awarded the first phase CfD. By Q3 2021, the first phase auction has concluded. All the 5.9 GW has been awarded to eight successful projects Baltyk II & III, Baltica 2 & 3, FEW Baltic II, B&C Wind and Baltic Power. Maximum strike price of 319.60 PLN/MWh has been awarded to all the projects. | https://www.ure.gov.pl/pl/urzad/informacje-ogolne/aktualnosci/9306,Offshore-wchodzi-w-zycie-ustawa-o-promowaniu-wytwarzania-energii-elektrycznej-w-.html | 5900 | #N/A | 2 | 2026 | 0 | 0 | 0 | 0 | 0 | 0
Germany | Exclusive Economic Zone | Central Tender (2021) | Site | 958 | 958 | 2021-09-09 | Awarded | 2021-02-26 | Federal Network Agency (bnetza) | N | On 26 February 2021, the Federal Network Agency announced the launch of the first tenders under the central model for areas N-3.7 (225 MW), N-3.8 (433 MW) and O-1.3 (300 MW). The bidding window closed on 1st September 2021. N-3.7 (225 MW) and O-1.3 (300 MW) were won by RWE Renewables Offshore Development Two GmbH. EDF Offshore was awarded the contract for the second area in the North Sea, N-3.8 (433 MW), the companies first project in Germany. All sites were awarded at 0 ct./kWh. All 3 projects are now in the pre-construction phase. According to the the network development plan (NEP) 2035 (2021), connection is via NOR 3-3 (Dolwin6) which has an overall capacity of 900 MW at 320 kV which became available in 2023. | https://www.bundesnetzagentur.de/DE/Beschlusskammern/BK06/BK6_72_Offshore/BK6_offshore.html | 958 | Europe |  | 2027 | 0 | 0 | 0 | 0 | 0 | 0
France | Bretagne | Sud de la Bretagne I | Site+Offtake | 269.5 | 269.5 | 2024-07-17 | Awarded | 2021-04-30 | Ministry of Ecological Transition | Y | The 2019-2023, 2024-2028 Multiannual Energy Program (PPE), published April 2020, sets out the tender timeline for offshore wind farms in France. The Government plan to tender for 250 MW of floating offshore wind capacity off the coast of Brittany with awards in 2021. Slated price is 120 EUR/MWh. The Ministry of ecological transition launched a public debate in July 2020. However, due to COVID-19 the debate was postponed on multiple occaisions, and closed 21 December 2020. The CRE published the tender for a 230-270 MW floating offshore wind farm, located in the south of Brittany, off Belle-Île and Île de Groix, on 30 April 2021. The Ministry of Ecological Transition appointed 10 candidates to participate in the competitive dialogue phase in September 2021. Specifications for the tender were announced in June 2023 (concurrent with report publication so will be reviewed in future reports). Bids were due by 2 October 2023. Winner was announced in May 2024 as Baywa r.e. and Elicio NV with their project Pennavel. According to the Minister for Energy Transition, targeted commissioning is 2030. | https://www.ecologie.gouv.fr/programmations-pluriannuelles-lenergie-ppe | 269.5 | #N/A |  | 2028 | 0 | 0 | 0 | 0 | 0 | 0
United States | New York Bight | New York Bight | Site | 7900 | 7900 | 2022-02-25 | Awarded | 2022-02-23 | Bureau of Ocean Energy Management | N | The Final Sale Notice (FSN) for the New York Bight lease auction was published 12th January 2022 and the auction itself took place in February. It was the largest and most expensive auction to date lasting three days and 64 rounds, and the six offered lease sites gathering a total of USD 4.37 billion. Capacity calculated at 1,975 km2 x 4 MW. | https://www.dec.ny.gov/lands/113971.html | 7900 | #N/A
Taiwan | Taiwan | Zonal Development 2026-2035, Stage 1- Round 1(2027-2028) | Site+Offtake | 2335 | 2335 | 2023-06-01 | Awarded | 2021-08-19 | Energy Bureau, Ministry of Economic Affairs | N | A draft plan was released in July 2021; confirmed on 19 Aug 2021, with capacity allocation results formally finalised on 31 December 2022. From 2022 to 2024, every year the Bureau of Energy (BoE) will hold an auction for 3 GW of offshore wind capacity annually. These offshore wind projects will be delivered between 2026 to 2031, at a rate of 1.5 GW per year. Zonal Development 3-1 phase of the administrative contract signing situation is finalized, Taiwan's Ministry of Economic Affairs said that 7 wind farms, 5 wind farms indicated a willingness to sign, 2 wind farms to give up the qualification for development. Jianeng (TW0H) and Datian (TW98) will be cancelled, the wind farm sites will be opened for 3-2 phases for further selection, and the remaining capacity will be combined into 3-2 phases to be increased in an additional way. | https://www.twtpo.org.tw/index.aspx | 2335 | #N/A
United Kingdom | UK | Allocation Round 4 | Offtake | 7026.34 | 7026.34 | 2022-07-07 | Awarded | 2021-12-13 | Department for Business, Energy & Industrial Strategy (BEIS) | Y | 6994 MW of fixed-bottom secured CfDs @£[2012]37.35/MWh , and 32 MW of floating @£[2012]87.3/MWh | https://www.gov.uk/government/collections/contracts-for-difference-cfd-allocation-round-4 | 7026.34 | Europe
United States | Massachusetts | 83C-III | Offtake | 1600 | 1600 | 2022-04-27 | Awarded | 2021-05-07 | Department of Energy Resources | N | Full capacity selected at auction, and target subsequently expedited. | https://macleanenergy.com/83c-iii-timeline/ | 1600 | #N/A
Germany | Exclusive Economic Zone | Central Tender (2022) | Site | 930 | 930 | 2022-09-07 | Awarded | 2022-02-25 | Federal Network Agency (bnetza) | N | N-7.2 tender was launched on 25th February 2022 by the Federal Network Agency. The bidding window closed on 1st September. RWE was awarded the tender for 980 MW N-7.2 for zero cent/KWh by the Federal Network Agency. Vattenfall exercised right of entry to acquire the site matching the zero-cent bid. | https://www.bundesnetzagentur.de/DE/Beschlusskammern/BK06/BK6_72_Offshore/BK6_offshore.html | 930 | Europe
Netherlands | Hollandse Kust West | Hollandse Kust West VII | Site | 760 | 760 | 2022-11-10 | Awarded | 2022-04-14 | Netherlands Enterprise Agency (Rijksdienst voor Ondernemend Nederland; RVO) | N | RVO released the Offshore Wind Energy Roadmap on 27 March 2018 allowing for an extra 7 GW as expected in accordance with the 2016 Energy Agenda. The 7 GW allocation is to be divided across 3 zones (Hollandse Kust West, Ten noorden van de Waddeneilanded, IJmuiden Ver). Publication of the draft site decisions, originally expected end of 2019, were published for consultation in Q1 2021. This delay is mainly due cancellation of the Nitrogen Approach Program (PAS). Following a market consultation, held December 2020, the Ministry (RVO) decided to split the original 1.4 GW Hollandse Kust West (HKW) tender into two separate 700 MW lots, based on preferences expressed by Developers. The two tenders were conducted simultaneously in 2022, under the amended Offshore Wind Act. Ranking will be based on comparative assessments which includes energy yield and certainty of realisation and financial bid. The assessment for HKWWFS VI will focus on ecology and for HKWWFS VII on system integration. On 10 November 2022, Minister for Climate and Energy Rob Jetten announced that the permit for Wind Farm Site VII of the Hollandse Kust (west) Wind Farm Zone has been awarded to Oranje Wind Power II, a subsidiary of RWE AG. TenneT will provide two grid connections HKW Alpha and Beta due to be ready in 2024 and 2026, respectively. | https://english.rvo.nl/information/offshore-wind-energy/hollandse-kust-west-wind-farm-zone | 760 | Europe
Netherlands | Hollandse Kust West | Hollandse Kust West VI | Site | 760 | 760 | 2022-12-15 | Awarded | 2022-04-14 | Netherlands Enterprise Agency (Rijksdienst voor Ondernemend Nederland; RVO) | N | RVO released the Offshore Wind Energy Roadmap on 27 March 2018 allowing for an extra 7 GW as expected in accordance with the 2016 Energy Agenda. The 7 GW allocation is to be divided across 3 zones (Hollandse Kust West, Ten noorden van de Waddeneilanded, IJmuiden Ver). Publication of the draft site decisions, originally expected end of 2019, were published for consultation in Q1 2021. This delay is mainly due cancellation of the Nitrogen Approach Program (PAS). Following a market consultation, held December 2020, the Ministry (RVO) decided to split the original 1.4 GW Hollandse Kust West (HKW) tender into two separate 700 MW lots, based on preferences expressed by Developers. The two tenders were conducted simultaneously in 2022, under the amended Offshore Wind Act. Ranking will be based on comparative assessments which includes energy yield and certainty of realisation and financial bid. The assessment for HKWWFS VI will focus on ecology and for HKWWFS VII on system integration. The winning developers for each site will be awarded a 35 year permit. The bidding window closed May 2022. On 15 December 2022, Minister for Climate and Energy Rob Jetten announced that the permit for Wind Farm Site VI of the Hollandse Kust (west) Wind Farm Zone has been awarded to Ecowende, a consortium of Shell and Eneco. TenneT will provide two grid connections HKW Alpha and Beta due to be ready in 2024 and 2026, respectively. | https://english.rvo.nl/information/offshore-wind-energy/hollandse-kust-west-wind-farm-zone | 760 | Europe
United States | Carolinas | Carolina Long Bay | Site | 1776 | 1776 | 2022-05-11 | Awarded | 2022-05-11 | Bureau of Ocean Energy Management | N | Auction was held on 11th May 2022. The lease sale drew competitive winning bids from two companies totalling approximately $315 million. Capacity estimated based on 44 km2 x 4 MW. | https://www.boem.gov/renewable-energy/state-activities/carolina-long-bay | 1776 | #N/A
United States | California | Humboldt and Morro | Site | 6132 | 6132 | 2022-12-08 | Awarded | 2022-12-06 | Bureau of Ocean Energy Management | Y | Auction resulted in five lease sales in Q4 2022. Capacity estimated at 1,533 km2 x 4 MW. | https://www.boem.gov/california | 6132 | #N/A
United Kingdom | Scotland | INTOG | Site | 5500 | 5500 | 2023-03-27 | Awarded | 2022-08-01 | The Crown Estate Scotland | Y | Opened Aug 2022. 5.5 GW awarded on 24/3/2023. 13 projects out of a total of 19 applications successful - five for IN and eight for TOG - have been offered Exclusivity Agreements. | https://www.crownestatescotland.com/news/new-leasing-process-to-decarbonise-oil-gas-and-boost-innovation | 5500 | Europe
South Korea | National | 20-year fixed price offtake tender for wind projects | Offtake | 99 | 99 | 2022-11-01 | Awarded | 2022-10-01 | KNREC | N | 712 MW of wind projects bid in the tender, with all but one being an onshore wind project. Only the 99 MW offshore wind project off Sinan (Jeonnam 1) being developed by CIP and SK was awarded a contract. | 4C Offshore | 99 | #N/A
United States | Rhode Island | Rhode Island Offtake | Offtake | 0 | 0 | 2023-03-01 | Awarded | 2022-10-15 | RI Office of Energy Resources | N | Auction ran from October 2022 to March 2023. The one bidder was not selected due to a high proposed strike price. | https://governor.ri.gov/press-releases/governor-mckee-announces-30-day-public-comment-period-offshore-wind-rfp | 0 | #N/A
United States | Gulf of Mexico | GOMW-1 | Site | 1660 | 1660 | 2023-08-01 | Awarded | 2023-08-28 | Bureau of Ocean Energy Management | N | The Gulf of Mexico auction concluded with only two bidders, both vying for the same one of three areas, and closed after two rounds. RWE won the Louisiana area Lake Charles for $5.6 m. The two Galveston (Texas) areas were not bidded on. Capacity estimated at 415 km2 x 4 MW. | https://www.boem.gov/renewable-energy/state-activities/gulf-mexico-activities | 1660 | #N/A
Japan | 2019 | Round 2 | Site+Offtake | 1419 | 1419 | 2023-12-01 | Awarded | 2022-12-28 | METI/MLIT | N | Round 2 auction opened at end-December 2022. The winner was announced in December 2023, supporting Oga-Katagami Akita (315 MW), Enoshima Saikai (420 MW), and Murakami-Tainai (684 MW). | https://www.meti.go.jp/press/2022/12/20221228001/20221228001.html | 1419 | APAC
Germany | Exclusive Economic Zone | Non-Pre-Examined (2024) | Site+Offtake | 2500 | 2500 | 2024-07-01 | Awarded | 2024-01-29 | Federal Network Agency (bnetza) | N | N-11.2 and N-12.3 were tendered in 2024 for commissioning in 2031. Under the new regime, these sites are not centrally pre-examined. A dynamic bidding process was carried out for both tendered areas. N-11.2 (1500 MW) was won by TotalEnergies at a bid value of EUR 1.9575 billion, and N-12.3 (1000 MW) was won by EnBW Offshore Projektgesellschaft 1 GmbH at a bid value of EUR 1.065 billion. Dynamic bidding became neccessary after after nine bids with a value of zero cents per kilowatt hour were submitted for N-11.2 and seven for N-12.3. | https://www.bundesnetzagentur.de/SharedDocs/Pressemitteilungen/DE/2024/20240621_OffshoreBK6.html | 2500 | Europe
Ireland | Ireland | Offshore Renewable Electricity Support Scheme (ORESS 1.0) - Round 1 | Offtake | 3074 | 3074 | 2023-06-14 | Awarded | 2023-01-11 | Department of Environment, Climate and Communications (DECC), Commission for Regulation of Utilities (CRU) and EirGrid | N | Qualification for ORESS 1 opened 11 January 2023 and closed 1 February 2023. The auction opened for submissions on 6 April with the awards announced 21 June 2023. The auction awarded 3.074 GW capacity with an average price of €86.05/MWh to four projects - Dublin Array (824MW), Sceirde Rocks (450MW), North Irish Sea Array (NISA) (500MW), and Codling (1,300MW). All projects have site exclusivity via prevously awarded Maritime Area Consents (MACs), and Grid Connection Assessments. The project developers can now apply for planning consent. | https://www.eirgridgroup.com/customer-and-industry/renewable-electricity-support-scheme/ | 3074 | Europe
Australia | Gippsland, VIC | Gippsland Declared Area | Site | 25000 | 25000 | 2024-05-01 | Awarded | 2023-01-23 | Department of Climate Change, Energy, the Environment and Water (DCCEEW) | N | Twelve projects have received full feasibility licences, totalling 25 GW in potential capacity. The winning projects are: Star of the South, Kut-Wut Brataualung, Gippsland Skies, Blue Mackerel North, High Sea Wind, Ørsted 1, Ørsted 2, Kent Offshore Wind, Great Eastern, Gippsland Dawn, Navigator North, and Aurora Green. All projects can now begin feasibility studies. Applications were accepted between 23 January 2023 and 27 April 2023. The Offshore Infrastructure Registrar assessed applications against criteria set out in the Offshore Electricity Infrastructure Regulations 2022 (OEI), and made recommendations to the Minister who made the final decision on granting licences. | https://www.dcceew.gov.au/energy/renewable/offshore-wind/areas/gippsland | 25000 | #N/A
Germany | Exclusive Economic Zone | Non-Pre-Examined (2023) | Site+Offtake | 7000 | 7000 | 2023-07-11 | Awarded | 2023-01-31 | Federal Network Agency (bnetza) | N | The WindSeeG Law governs offshore wind targets, site examination, tender regime and approvals. Offshore wind areas are identified in the Marine Spatial Plan (ROP), prepared by the Federal Maritime and Hydrographic Agency (BSH). The BSH also confirms temporal and spatial schedules for offshore wind tenders in the Area Development Plan (FEP). TSOs prepare a Network Development Plan (NEP). This was the first tender for non-pre-examined sites under the new regime: N-11.1, N-12.1, N-12.2, and O-2.2. Several zero cent bids were received for all areas, and subsequently held dynamic bidding rounds.The results were announced by the Federal Network Agency on 11 July 2023 - The bidder BP OFW Management 1 GmbH was awarded the contract for area N-11.1 at a bid value of EUR 1.83 million /MW, and the bidder North Sea OFW N12-1 GmbH & Co. KG (Total) for area N-12.1 at 1.875 million euros/MW, for the area N-12.2 the bidder BP OFW Management 3 GmbH at a bid value of 1.56 million euros/MW and for the area O-2.2 the bidder Baltic Sea OFW O2-2 GmbH & Co. KG (Total) at a bid value of EUR 2.07 million /MW. This achieved a total of 12.6 billion euros. A total of 64 bidding rounds were conducted for site N-11.1, 65 bidding rounds for site N-12.1, 55 bidding rounds for site N-12.2 and 72 bidding rounds for site O-2.2. | https://www.bundesnetzagentur.de/DE/Beschlusskammern/BK06/BK6_72_Offshore/BK6_offshore.html | 7000 | Europe
Germany | Exclusive Economic Zone | Pre-Examined (2023) | Site | 1800 | 1800 | 2023-08-01 | Awarded | 2023-02-28 | Federal Network Agency (bnetza) | N | The tender for Areas N-3.5 (420 MW), N-3.6 (480 MW), N-6.6 (630 MW) and N-6.7 (270 MW) was launched in February 2023. Tender areas were centrally pre-examined with awards based on a financial bid component and qualitative criteria. RWE secured the N-3.5 and N-3.6 without a negative bid component as it also held the step in right. Sites will be commissioned in 2028. According to the the network development plan (NEP) 2035 (2021), connection is via NOR-3-2 (DolWin4) which will start implementation from 2022 for commissioning Q3 2028. RWE was awarded the site N-6.6, but Vattenfall Nordlicht II Offshore Wind GmbH held a right of entry. Waterkant Energy GmbH (Luxcara) received for the area N-6.7. Commissioning is expected in 2028 (1 year earlier than originally planned). Connection is via NOR-6-3 (BorWin4) which started implementation in 2022 for commissioning Q3 2028. | https://www.bundesnetzagentur.de/DE/Beschlusskammern/BK06/BK6_72_Offshore/BK6_offshore.html | 1800 | Europe
United Kingdom | UK | Allocation Round 5 | Offtake | 0 | 0 | 2023-09-08 | Awarded | 2023-03-01 | Department for Energy Security and Net Zero (DESNZ) | Y | No offshore wind projects bid in the round, including floating projects. Developers communicated that the ASP (strike price) was too low. | https://www.gov.uk/government/collections/contracts-for-difference-cfd-allocation-round-5 | 0 | Europe
Japan | 2019 | Round 2 | Site+Offtake | 375 | 375 | 2024-03-01 | Awarded | 2022-12-28 | METI/MLIT | N | The auction for the sea area off the coast of Happou town and Noshiro City opened on 10 December 2021. It was paused on 18 March 2022. Revision of the auction guidelines and evaluation criteria was finished by October 2022. The auction was re-opened at end-December 2022. The winner was announced in March 2024, supporting 375 MW of capacity. | https://www.meti.go.jp/press/2022/12/20221228001/20221228001.html | 375 | APAC
Norway | Vest-Agder | Sørlige Nordsjø II | Site+Offtake | 1500 | 1500 | 2024-03-20 | Awarded | 2023-03-29 | Ministry of Petroleum and Energy (MPE) | N | With the auction taking place on 18 March 2024, the Norwegian government has awarded Ventyr Nordsjø II, owned by Parkwind and the Ingka Group, the rights to develop a project at Sørlige Nordsjø II. Ventyr Nordsjø II won the auction with a bid of 115 øre/kWh (0.10 EUR/kWh). Out of a total of five developers qualified to take part in the auction, only two developers participated. Within 4 weeks, Ventyr Nordsjø II have entered into a contract for difference with Norway for their subsidy. The contract for difference will regulate the amount of state aid provided to them as the winner of the auction is eligible for this. | https://www.regjeringen.no/no/tema/energi/landingssider/havvind/sorlige-nordsjo-ii/id2967231/ | 1500 | #N/A
Lithuania | Palanga | 2023 Auction | Site | 700 | 700 | 2023-07-09 | Awarded | 2023-07-07 | State Energy Regulatory Council (VERT) | N | Lithuania’s first subsidy-free offshore wind tender (for 580-700 MW) was announced in March 2023, with the area being awarded to Ignitis Group, together with the strategic partner Ocean Winds (OW) after thier bid of EUR 20 million. | https://www.vert.lt/Puslapiai/naujienos/2024-metai/2024-01-15/VERT-skelbia-Jurinio-vejo-jegainiu-konkurso-prad%C5%BEia.aspx | 700 | #N/A
Australia | Hunter, NSW | Hunter Declared Area | Site | 2000 | 2000 | 2024-06-19 | Awarded | 2023-08-08 | Department of Climate Change, Energy, the Environment and Water (DCCEEW) | Y | In June, Novocastrian (2 GW) was announced as the only project to receive a preliminary licence, as other projects that overlapped were deemed to be of lesser merit. The floating project, developed in a JV between Oceanex and Equinor, must carry out further consultations with First Nations groups, before it can be awarded a full licence in the coming months. The Hunter zone received eight feasibility applications, compared to 37 in Gippsland. The period for developers to submit feasibility licence applications for proposed offshore wind projects off the Hunter coast, New South Wales (NSW) opened on 8th August 2023 and closed on the 14th November 2023. The Offshore Infrastructure Registrar assesses applications against criteria set out in the Offshore Electricity Infrastructure Regulations 2022 (OEI), and makes recommendations to the Minister who makes the final decision on granting licences. | https://minister.dcceew.gov.au/bowen/media-releases/hunter-offshore-wind-industry-step-closer-unlocking-regional-jobs-and-energy-security | 2000 | #N/A
Taiwan | Taiwan | Zonal Development 2026-2035, Stage 1 - Round 2(2028-2029) | Site+Offtake | 2700 | 2700 | 2024-08-05 | Awarded | 2023-11-23 | Energy Bureau, Ministry of Economic Affairs | N | A draft plan was released in 27 Sep 2023; confirmed on 23 Nov 2023. Bidding ended on 10 April 2024, the election results were announced on 5 August 2024, with five developers selected to develop a total of five offshore wind farm projects, amounting to capacity of 2.7 GW. All successful bidders in Phase 3-2 signed administrative contracts in 11st Nov 2024. | https://www.moea.gov.tw/MNS/populace/news/News.aspx?kind=1&menu_id=40&news_id=114417; https://www.moea.gov.tw/Mns/populace/news/News.aspx?kind=1&menu_id=40&news_id=115592; https://www.moea.gov.tw/Mns/populace/news/News.aspx?kind=1&menu_id=40&news_id=117892 | 2700 | #N/A
South Korea | National | 20-year fixed price offtake tender for wind projects | Offtake | 1431 | 1431 | 2023-12-01 | Awarded | 2023-10-12 | KNREC | N | 2.1 GW of offshore wind projects bid in the tender (maximum allocation of 1.5 GW for offshore wind and 0.4 GW for onshore). In December 2023, results were announced. | https://www.knrec.or.kr/biz/pds/businoti/view.do?no=3901 | 1431 | #N/A
United States | Central Atlantic | Central Atlantic | Site | 4500 | 4500 | 2024-08-14 | Awarded | 2024-08-14 | Bureau of Ocean Energy Management | N | Offshore areas C-1 and A-2 were successfully auctioned, with Dominion Energy-owned Virginia Electric and Power Company winning area C-1 with a bid of $17,650,500 and Equinor winning area A-2 with a bid of $75,001,001 | https://www.doi.gov/pressreleases/biden-harris-administrations-central-atlantic-offshore-wind-lease-sale-yields-nearly | 4500 | #N/A
United Kingdom | UK | Allocation Round 6 | Offtake | 5341.58 | 5341.58 | 2024-09-03 | Awarded | 2024-03-27 | Department for Energy Security and Net Zero (DESNZ) | Y | The draft design of the auction released in November 2023 aims to get 75% of the applying capacity through, which amounts to about 10 GW. Four projects rebid 25% of their capacity, amounting to an extra 1.58 GW of competition. 3.4 GW of new, fixed-bottom capacity has awarded, with 1.6 GW of rebid capacity and 400 MW of new floating capacity. | https://www.gov.uk/government/collections/contracts-for-difference-cfd-allocation-round-6 | 5341.58 | Europe
United States | New Jersey | New Jersey Offshore Wind Solicitation 3 | Offtake | 3742 | 3742 | 2024-01-24 | Awarded | 2023-03-07 | New Jersey Board of Public Utilities | N | Auction under Executive Order No. 92, to reach the 7.5 GW by 2035 target, delayed to allow winning proposals from the 2021-2 transmission solicitation to be incorporated. Opened in March 2023. Winners (Attentive Energy 2 and Leading Light Wind) announced January 2024. | https://www.njcleanenergy.com/renewable-energy/programs/nj-offshore-wind/solicitations | 3742 | #N/A
France | Occitanie/Provence-Alpes-Côte d'Azur | Méditerranée I | Site+Offtake | 250 | 250 | 2025-01-01 | High | 2022-03-25 | Ministry of Ecological Transition | Y | The 2019-2023, 2024-2028 Multiannual Energy Program (PPE), published April 2020, sets out the tender timeline for offshore wind farms in France. The Government plan to tender for two 250 MW of floating offshore wind capacity in the Mediterranean with awards in 2022. Slated price is 110 EUR/MWh. The debate closed on 31 October 2021. Tender launched March 2022. 13 candidates were pre-selected in August 2022 to participate in the competitive dialogue. The choice of the winner(s) is now expected in H2 2024. Bidders foresee commissioning the two projects between 2030 and 2032. However, the deadline will be set as part of the tender negotiation phase. CRE recommends that public authorities reduce these deadlines in view of challenges posed by the energy. | https://www.ecologie.gouv.fr/programmations-pluriannuelles-lenergie-ppe | 250 | #N/A
France | Occitanie/Provence-Alpes-Côte d'Azur | Méditerranée II | Site+Offtake | 250 | 250 | 2025-01-01 | High | 2022-03-25 | Ministry of Ecological Transition | Y | The 2019-2023, 2024-2028 Multiannual Energy Program (PPE), published April 2020, sets out the tender timeline for offshore wind farms in France. The Government plan to tender for two 250 MW of floating offshore wind capacity in the Mediterranean with awards in 2022. Slated price is 110 EUR/MWh. The debate closed on 31 October 2021. Tender launched March 2022. 13 candidates were pre-selected in August 2022 to participate in the competitive dialogue. The choice of the winner(s) is now expected in H2 2024. Bidders foresee commissioning the two projects between 2030 and 2032. However, the deadline will be set as part of the tender negotiation phase. CRE recommends that public authorities reduce these deadlines in view of challenges posed by the energy. | https://www.ecologie.gouv.fr/programmations-pluriannuelles-lenergie-ppe | 250 | #N/A
France | Normandie | Centre Manche II | Site+Offtake | 1600 | 1600 | 2025-05-01 | High | 2022-10-18 | Ministry of Ecological Transition | N | The 2019-2023, 2024-2028 Multiannual Energy Program (PPE), published April 2020, sets out the tender timeline for offshore wind farms in France. A 1000 MW fixed project was included and the tender is due to be awarded in 2023. The expected ceiling price is 50 EUR/MWh. A public debate was held in 2019-2020 for the 1 GW Normandy 2021 tender and it was also deemed possible to identify further favourable areas for a second project in the Center Manche Zone. A public debate was held in H1 2022. Competitive tendering procedure for 1.4-1.6 GW project was launched October 2022. Seven applicants pre-qualified for the tender. Currently waiting for publication of final tender specifications following competitive diaglogue and final bid deadline. Designation of the winner, after analysis of the applications by the Energy Regulation Commission (CRE), expected H2 2024. Commissioning envisaged for 2031/32. | https://www.ecologie.gouv.fr/programmations-pluriannuelles-lenergie-ppe | 1600 | #N/A
France | Nouvelle-Aquitaine | Sud-Atlantique I | Site+Offtake | 1050 | 1050 | 2025-05-01 | High | 2022-10-21 | Ministry of Ecological Transition | N | The area was originally being promoted by wpd and organisations from Oléron Island (Communauté de communes de l'Ile d'Oléron) and the government were being pressed to include the project in future tender rounds. The area was omitted from the French Multi-Year Energy Plan (PPE) published in January 2019 on the grounds that the area was within a Marine Park. However, following protests against the lack of offshore wind ambition in the PPE, the French government increased targets and a 500-1000 MW project was introduced to the PPE. Following the public debate, which concluded in February 2022, the government has selected two areas off south Atlantic coast for future tenders. For the first park, the Government launched a tender in October 2022, nine applicants pre-qualified for the tender, with the aim of designating the winner in early 2024, two years later than the PPE schedule, and commissioning in the early 2030s. Currently waiting for publication of final tender specifications following competitive diaglogue and final bid deadline. | https://www.ecologie.gouv.fr/programmations-pluriannuelles-lenergie-ppe | 1050 | #N/A
South Korea | National | 20-year fixed price offtake tender for wind projects | Offtake | 1500 | 1500 | 2024-12-31 | High | 2024-10-25 | KNREC | Y | The third offtake auction for offshore wind was launched in October 2024. The offshore wind competitive bidding roadmap, released by the Ministry of Trade, Industry and Energy (MOTIE) in August 2024, outlines plans to tender 7-8 GW by H1 2026. The expected tender capacity is 1500-2000 MW (incl. floating). Floating offshore wind projects will bid separately; 500-1000 MW may receive offtake contracts. The awarded capacity for both fixed and floating will likely be constrained by the number of projects to have secured EIA approval by the time of the bidding window. Evaluation criteria have been revised, with non-price weighting increasing from 40% to 50%, with a greater emphasis on industrial economic effects, resident acceptance and maintenance. | https://www.knrec.or.kr/biz/pds/businoti/view.do?no=3901 | 1500 | #N/A
SAMPLE
Note on D2: Site Only: An auction/tender for a lease area or exclusive use of a predefined area, without any offtake mechanism. Offtake Only: An auction/tender for developers who already have sites to sell the energy, e.g. through a contract for difference or power purchase agreement. Site+Offtake: An auction/tender for a site which also includes the offtake (as both defined above).
Note on E2: Lower bound of plausible award volume.
Note on F2: Upper bound of plausible award volume.
Note on G2: Date at which winners are announced and sites awarded.
Note on H2: Analyst confidence in the auction going ahead on schedule.
Note on I2: Date at which auction set to open (includes pre-qualification/preselection phases)

## ChartsByRegion
COMPONENTS BY PROJECT OFFSHORE START YEAR BY REGION | [38 empty] | FORECASTING CHARTS. NOTE: DEMAND IN LATER YEARS MAY INCREASE AS VISIBILITY IMPROVES
Capacity (Annual) | 2000 | 2001 | 2002 | 2003 | 2004 | 2005 | 2006 | 2007 | 2008 | 2009 | 2010 | 2011 | 2012 | 2013 | 2014 | 2015 | 2016 | 2017 | 2018 | 2019 | 2020 | 2021 | 2022 | 2023 | 2024 | 2025 | 2026 | 2027 | 2028 | 2029 | 2030 | 2031 | 2032 | 2033 | 2034 | 2035 | 2036 | 2037 | 2038 | 2039 | 2040
Georegion | <=2000 | 2001 | 2002 | 2003 | 2004 | 2005 | 2006 | 2007 | 2008 | 2009 | 2010 | 2011 | 2012 | 2013 | 2014 | 2015 | 2016 | 2017 | 2018 | 2019 | 2020 | 2021 | 2022 | 2023 | 2024 | 2025 | 2026 | 2027 | 2028 | 2029 | 2030 | 2031 | 2032 | 2033 | 2034 | 2035 | 2036 | 2037 | 2038 | 2039 | 2040
Europe | 86.55 | 10 | 376.4 | 145.2 | 94.5 | 90 | 455.9 | 368.48 | 582.13 | 1389.6 | 0 | 0 | 0 | 0 | 0 | 0 | 0 | 0 | 0 | 0 | 0 | 0 | 0 | 0 | 0 | 0 | 0 | 0 | 0 | 0 | 0 | 0 | 0 | 0 | 0 | 0 | 0 | 0 | 0 | 0 | 0
APAC | 0 | 0 | 0 | 11.32 | 0 | 0 | 0 | 0 | 0 | 14.001 | 0 | 0 | 0 | 0 | 0 | 0 | 0 | 0 | 0 | 0 | 0 | 0 | 0 | 0 | 0 | 0 | 0 | 0 | 0 | 0 | 0 | 0 | 0 | 0 | 0 | 0 | 0 | 0 | 0 | 0 | 0
Americas | 0 | 0 | 0 | 0 | 0 | 0 | 0 | 0 | 0 | 0 | 0 | 0 | 0 | 0 | 0 | 0 | 0 | 0 | 0 | 0 | 0 | 0 | 0 | 0 | 0 | 0 | 0 | 0 | 0 | 0 | 0 | 0 | 0 | 0 | 0 | 0 | 0 | 0 | 0 | 0 | 0
China | 0 | 0 | 0 | 0 | 0 | 0 | 0 | 1.5 | 0 | 0 | 0 | 0 | 0 | 0 | 0 | 0 | 0 | 0 | 0 | 0 | 0 | 0 | 0 | 0 | 0 | 0 | 0 | 0 | 0 | 0 | 0 | 0 | 0 | 0 | 0 | 0 | 0 | 0 | 0 | 0 | 0
TRUE
Capacity (Cumulative) | 2000 | 2001 | 2002 | 2003 | 2004 | 2005 | 2006 | 2007 | 2008 | 2009 | 2010 | 2011 | 2012 | 2013 | 2014 | 2015 | 2016 | 2017 | 2018 | 2019 | 2020 | 2021 | 2022 | 2023 | 2024 | 2025 | 2026 | 2027 | 2028 | 2029 | 2030 | 2031 | 2032 | 2033 | 2034 | 2035 | 2036 | 2037 | 2038 | 2039 | 2040
Georegion | 2000 | 2001 | 2002 | 2003 | 2004 | 2005 | 2006 | 2007 | 2008 | 2009 | 2010 | 2011 | 2012 | 2013 | 2014 | 2015 | 2016 | 2017 | 2018 | 2019 | 2020 | 2021 | 2022 | 2023 | 2024 | 2025 | 2026 | 2027 | 2028 | 2029 | 2030 | 2031 | 2032 | 2033 | 2034 | 2035 | 2036 | 2037 | 2038 | 2039 | 2040
Europe | 86.55 | 96.55 | 472.95 | 618.15 | 712.65 | 802.65 | 1258.55 | 1627.03 | 2209.16 | 3598.76 | 3598.76 | 3598.76 | 3598.76 | 3598.76 | 3598.76 | 3598.76 | 3598.76 | 3598.76 | 3598.76 | 3598.76 | 3598.76 | 3598.76 | 3598.76 | 3598.76 | 3598.76 | 3598.76 | 3598.76 | 3598.76 | 3598.76 | 3598.76 | 3598.76 | 3598.76 | 3598.76 | 3598.76 | 3598.76 | 3598.76 | 3598.76 | 3598.76 | 3598.76 | 3598.76 | 3598.76
APAC | 0 | 0 | 0 | 11.32 | 11.32 | 11.32 | 11.32 | 11.32 | 11.32 | 25.321 | 25.321 | 25.321 | 25.321 | 25.321 | 25.321 | 25.321 | 25.321 | 25.321 | 25.321 | 25.321 | 25.321 | 25.321 | 25.321 | 25.321 | 25.321 | 25.321 | 25.321 | 25.321 | 25.321 | 25.321 | 25.321 | 25.321 | 25.321 | 25.321 | 25.321 | 25.321 | 25.321 | 25.321 | 25.321 | 25.321 | 25.321
Americas | 0 | 0 | 0 | 0 | 0 | 0 | 0 | 0 | 0 | 0 | 0 | 0 | 0 | 0 | 0 | 0 | 0 | 0 | 0 | 0 | 0 | 0 | 0 | 0 | 0 | 0 | 0 | 0 | 0 | 0 | 0 | 0 | 0 | 0 | 0 | 0 | 0 | 0 | 0 | 0 | 0
China | 0 | 0 | 0 | 0 | 0 | 0 | 0 | 1.5 | 1.5 | 1.5 | 1.5 | 1.5 | 1.5 | 1.5 | 1.5 | 1.5 | 1.5 | 1.5 | 1.5 | 1.5 | 1.5 | 1.5 | 1.5 | 1.5 | 1.5 | 1.5 | 1.5 | 1.5 | 1.5 | 1.5 | 1.5 | 1.5 | 1.5 | 1.5 | 1.5 | 1.5 | 1.5 | 1.5 | 1.5 | 1.5 | 1.5
TRUE
Num Turbines / Foundations (Annual) | 2000 | 2001 | 2002 | 2003 | 2004 | 2005 | 2006 | 2007 | 2008 | 2009 | 2010 | 2011 | 2012 | 2013 | 2014 | 2015 | 2016 | 2017 | 2018 | 2019 | 2020 | 2021 | 2022 | 2023 | 2024 | 2025 | 2026 | 2027 | 2028 | 2029 | 2030 | 2031 | 2032 | 2033 | 2034 | 2035 | 2036 | 2037 | 2038 | 2039 | 2040
Georegion | <=2000 | 2001 | 2002 | 2003 | 2004 | 2005 | 2006 | 2007 | 2008 | 2009 | 2010 | 2011 | 2012 | 2013 | 2014 | 2015 | 2016 | 2017 | 2018 | 2019 | 2020 | 2021 | 2022 | 2023 | 2024 | 2025 | 2026 | 2027 | 2028 | 2029 | 2030 | 2031 | 2032 | 2033 | 2034 | 2035 | 2036 | 2037 | 2038 | 2039 | 2040
Europe | 87 | 5 | 174 | 67 | 31 | 30 | 177 | 113 | 191 | 438 | 0 | 0 | 0 | 0 | 0 | 0 | 0 | 0 | 0 | 0 | 0 | 0 | 0 | 0 | 0 | 0 | 0 | 0 | 0 | 0 | 0 | 0 | 0 | 0 | 0 | 0 | 0 | 0 | 0 | 0 | 0
APAC | 0 | 0 | 0 | 7 | 0 | 0 | 0 | 0 | 0 | 8 | 0 | 0 | 0 | 0 | 0 | 0 | 0 | 0 | 0 | 0 | 0 | 0 | 0 | 0 | 0 | 0 | 0 | 0 | 0 | 0 | 0 | 0 | 0 | 0 | 0 | 0 | 0 | 0 | 0 | 0 | 0
Americas | 0 | 0 | 0 | 0 | 0 | 0 | 0 | 0 | 0 | 0 | 0 | 0 | 0 | 0 | 0 | 0 | 0 | 0 | 0 | 0 | 0 | 0 | 0 | 0 | 0 | 0 | 0 | 0 | 0 | 0 | 0 | 0 | 0 | 0 | 0 | 0 | 0 | 0 | 0 | 0 | 0
China | 0 | 0 | 0 | 0 | 0 | 0 | 0 | 1 | 0 | 0 | 0 | 0 | 0 | 0 | 0 | 0 | 0 | 0 | 0 | 0 | 0 | 0 | 0 | 0 | 0 | 0 | 0 | 0 | 0 | 0 | 0 | 0 | 0 | 0 | 0 | 0 | 0 | 0 | 0 | 0 | 0
TRUE
Num Turbines / Foundations (Cumulative) | 2000 | 2001 | 2002 | 2003 | 2004 | 2005 | 2006 | 2007 | 2008 | 2009 | 2010 | 2011 | 2012 | 2013 | 2014 | 2015 | 2016 | 2017 | 2018 | 2019 | 2020 | 2021 | 2022 | 2023 | 2024 | 2025 | 2026 | 2027 | 2028 | 2029 | 2030 | 2031 | 2032 | 2033 | 2034 | 2035 | 2036 | 2037 | 2038 | 2039 | 2040
Georegion | 2000 | 2001 | 2002 | 2003 | 2004 | 2005 | 2006 | 2007 | 2008 | 2009 | 2010 | 2011 | 2012 | 2013 | 2014 | 2015 | 2016 | 2017 | 2018 | 2019 | 2020 | 2021 | 2022 | 2023 | 2024 | 2025 | 2026 | 2027 | 2028 | 2029 | 2030 | 2031 | 2032 | 2033 | 2034 | 2035 | 2036 | 2037 | 2038 | 2039 | 2040
Europe | 87 | 92 | 266 | 333 | 364 | 394 | 571 | 684 | 875 | 1313 | 1313 | 1313 | 1313 | 1313 | 1313 | 1313 | 1313 | 1313 | 1313 | 1313 | 1313 | 1313 | 1313 | 1313 | 1313 | 1313 | 1313 | 1313 | 1313 | 1313 | 1313 | 1313 | 1313 | 1313 | 1313 | 1313 | 1313 | 1313 | 1313 | 1313 | 1313
APAC | 0 | 0 | 0 | 7 | 7 | 7 | 7 | 7 | 7 | 15 | 15 | 15 | 15 | 15 | 15 | 15 | 15 | 15 | 15 | 15 | 15 | 15 | 15 | 15 | 15 | 15 | 15 | 15 | 15 | 15 | 15 | 15 | 15 | 15 | 15 | 15 | 15 | 15 | 15 | 15 | 15
Americas | 0 | 0 | 0 | 0 | 0 | 0 | 0 | 0 | 0 | 0 | 0 | 0 | 0 | 0 | 0 | 0 | 0 | 0 | 0 | 0 | 0 | 0 | 0 | 0 | 0 | 0 | 0 | 0 | 0 | 0 | 0 | 0 | 0 | 0 | 0 | 0 | 0 | 0 | 0 | 0 | 0
China | 0 | 0 | 0 | 0 | 0 | 0 | 0 | 1 | 1 | 1 | 1 | 1 | 1 | 1 | 1 | 1 | 1 | 1 | 1 | 1 | 1 | 1 | 1 | 1 | 1 | 1 | 1 | 1 | 1 | 1 | 1 | 1 | 1 | 1 | 1 | 1 | 1 | 1 | 1 | 1 | 1
TRUE
Array Cable Km (Annual) | 2000 | 2001 | 2002 | 2003 | 2004 | 2005 | 2006 | 2007 | 2008 | 2009 | 2010 | 2011 | 2012 | 2013 | 2014 | 2015 | 2016 | 2017 | 2018 | 2019 | 2020 | 2021 | 2022 | 2023 | 2024 | 2025 | 2026 | 2027 | 2028 | 2029 | 2030 | 2031 | 2032 | 2033 | 2034 | 2035 | 2036 | 2037 | 2038 | 2039 | 2040
Georegion | <=2000 | 2001 | 2002 | 2003 | 2004 | 2005 | 2006 | 2007 | 2008 | 2009 | 2010 | 2011 | 2012 | 2013 | 2014 | 2015 | 2016 | 2017 | 2018 | 2019 | 2020 | 2021 | 2022 | 2023 | 2024 | 2025 | 2026 | 2027 | 2028 | 2029 | 2030 | 2031 | 2032 | 2033 | 2034 | 2035 | 2036 | 2037 | 2038 | 2039 | 2040
Europe | 47.56 | 2 | 122.2836 | 42 | 21.9529 | 25 | 104.3713 | 74.3049 | 150.7658 | 392.991 | 0 | 0 | 0 | 0 | 0 | 0 | 0 | 0 | 0 | 0 | 0 | 0 | 0 | 0 | 0 | 0 | 0 | 0 | 0 | 0 | 0 | 0 | 0 | 0 | 0 | 0 | 0 | 0 | 0 | 0 | 0
APAC | 0 | 0 | 0 | 3.242 | 0 | 0 | 0 | 0 | 0 | 4.2708 | 0 | 0 | 0 | 0 | 0 | 0 | 0 | 0 | 0 | 0 | 0 | 0 | 0 | 0 | 0 | 0 | 0 | 0 | 0 | 0 | 0 | 0 | 0 | 0 | 0 | 0 | 0 | 0 | 0 | 0 | 0
Americas | 0 | 0 | 0 | 0 | 0 | 0 | 0 | 0 | 0 | 0 | 0 | 0 | 0 | 0 | 0 | 0 | 0 | 0 | 0 | 0 | 0 | 0 | 0 | 0 | 0 | 0 | 0 | 0 | 0 | 0 | 0 | 0 | 0 | 0 | 0 | 0 | 0 | 0 | 0 | 0 | 0
China | 0 | 0 | 0 | 0 | 0 | 0 | 0 | 5.37 | 0 | 0 | 0 | 0 | 0 | 0 | 0 | 0 | 0 | 0 | 0 | 0 | 0 | 0 | 0 | 0 | 0 | 0 | 0 | 0 | 0 | 0 | 0 | 0 | 0 | 0 | 0 | 0 | 0 | 0 | 0 | 0 | 0
TRUE
Array Cable kM (Cumulative) | 2000 | 2001 | 2002 | 2003 | 2004 | 2005 | 2006 | 2007 | 2008 | 2009 | 2010 | 2011 | 2012 | 2013 | 2014 | 2015 | 2016 | 2017 | 2018 | 2019 | 2020 | 2021 | 2022 | 2023 | 2024 | 2025 | 2026 | 2027 | 2028 | 2029 | 2030 | 2031 | 2032 | 2033 | 2034 | 2035 | 2036 | 2037 | 2038 | 2039 | 2040
Georegion | 2000 | 2001 | 2002 | 2003 | 2004 | 2005 | 2006 | 2007 | 2008 | 2009 | 2010 | 2011 | 2012 | 2013 | 2014 | 2015 | 2016 | 2017 | 2018 | 2019 | 2020 | 2021 | 2022 | 2023 | 2024 | 2025 | 2026 | 2027 | 2028 | 2029 | 2030 | 2031 | 2032 | 2033 | 2034 | 2035 | 2036 | 2037 | 2038 | 2039 | 2040
Europe | 47.56 | 49.56 | 171.8436 | 213.8436 | 235.7965 | 260.7965 | 365.1678 | 439.4727 | 590.2385 | 983.2295 | 983.2295 | 983.2295 | 983.2295 | 983.2295 | 983.2295 | 983.2295 | 983.2295 | 983.2295 | 983.2295 | 983.2295 | 983.2295 | 983.2295 | 983.2295 | 983.2295 | 983.2295 | 983.2295 | 983.2295 | 983.2295 | 983.2295 | 983.2295 | 983.2295 | 983.2295 | 983.2295 | 983.2295 | 983.2295 | 983.2295 | 983.2295 | 983.2295 | 983.2295 | 983.2295 | 983.2295
Americas | 0 | 0 | 0 | 0 | 0 | 0 | 0 | 0 | 0 | 0 | 0 | 0 | 0 | 0 | 0 | 0 | 0 | 0 | 0 | 0 | 0 | 0 | 0 | 0 | 0 | 0 | 0 | 0 | 0 | 0 | 0 | 0 | 0 | 0 | 0 | 0 | 0 | 0 | 0 | 0 | 0
APAC | 0 | 0 | 0 | 3.242 | 3.242 | 3.242 | 3.242 | 3.242 | 3.242 | 7.5128 | 7.5128 | 7.5128 | 7.5128 | 7.5128 | 7.5128 | 7.5128 | 7.5128 | 7.5128 | 7.5128 | 7.5128 | 7.5128 | 7.5128 | 7.5128 | 7.5128 | 7.5128 | 7.5128 | 7.5128 | 7.5128 | 7.5128 | 7.5128 | 7.5128 | 7.5128 | 7.5128 | 7.5128 | 7.5128 | 7.5128 | 7.5128 | 7.5128 | 7.5128 | 7.5128 | 7.5128
China | 0 | 0 | 0 | 0 | 0 | 0 | 0 | 5.37 | 5.37 | 5.37 | 5.37 | 5.37 | 5.37 | 5.37 | 5.37 | 5.37 | 5.37 | 5.37 | 5.37 | 5.37 | 5.37 | 5.37 | 5.37 | 5.37 | 5.37 | 5.37 | 5.37 | 5.37 | 5.37 | 5.37 | 5.37 | 5.37 | 5.37 | 5.37 | 5.37 | 5.37 | 5.37 | 5.37 | 5.37 | 5.37 | 5.37
TRUE
Export Cable Km (Annual) | 2000 | 2001 | 2002 | 2003 | 2004 | 2005 | 2006 | 2007 | 2008 | 2009 | 2010 | 2011 | 2012 | 2013 | 2014 | 2015 | 2016 | 2017 | 2018 | 2019 | 2020 | 2021 | 2022 | 2023 | 2024 | 2025 | 2026 | 2027 | 2028 | 2029 | 2030 | 2031 | 2032 | 2033 | 2034 | 2035 | 2036 | 2037 | 2038 | 2039 | 2040
Georegion | <=2000 | 2001 | 2002 | 2003 | 2004 | 2005 | 2006 | 2007 | 2008 | 2009 | 2010 | 2011 | 2012 | 2013 | 2014 | 2015 | 2016 | 2017 | 2018 | 2019 | 2020 | 2021 | 2022 | 2023 | 2024 | 2025 | 2026 | 2027 | 2028 | 2029 | 2030 | 2031 | 2032 | 2033 | 2034 | 2035 | 2036 | 2037 | 2038 | 2039 | 2040
Europe | 33.62 | 6 | 66.86 | 53.19 | 18.95 | 27 | 141.96 | 91.15 | 181.71 | 278.77 | 0 | 0 | 0 | 0 | 0 | 0 | 0 | 0 | 0 | 0 | 0 | 0 | 0 | 0 | 0 | 0 | 0 | 0 | 0 | 0 | 0 | 0 | 0 | 0 | 0 | 0 | 0 | 0 | 0 | 0 | 0
APAC | 0 | 0 | 0 | 0.97 | 0 | 0 | 0 | 0 | 0 | 0.05 | 0 | 0 | 0 | 0 | 0 | 0 | 0 | 0 | 0 | 0 | 0 | 0 | 0 | 0 | 0 | 0 | 0 | 0 | 0 | 0 | 0 | 0 | 0 | 0 | 0 | 0 | 0 | 0 | 0 | 0 | 0
Americas | 0 | 0 | 0 | 0 | 0 | 0 | 0 | 0 | 0 | 0 | 0 | 0 | 0 | 0 | 0 | 0 | 0 | 0 | 0 | 0 | 0 | 0 | 0 | 0 | 0 | 0 | 0 | 0 | 0 | 0 | 0 | 0 | 0 | 0 | 0 | 0 | 0 | 0 | 0 | 0 | 0
China | 0 | 0 | 0 | 0 | 0 | 0 | 0 | 0 | 0 | 0 | 0 | 0 | 0 | 0 | 0 | 0 | 0 | 0 | 0 | 0 | 0 | 0 | 0 | 0 | 0 | 0 | 0 | 0 | 0 | 0 | 0 | 0 | 0 | 0 | 0 | 0 | 0 | 0 | 0 | 0 | 0
TRUE
Export Cable Km (Cumulative) | 2000 | 2001 | 2002 | 2003 | 2004 | 2005 | 2006 | 2007 | 2008 | 2009 | 2010 | 2011 | 2012 | 2013 | 2014 | 2015 | 2016 | 2017 | 2018 | 2019 | 2020 | 2021 | 2022 | 2023 | 2024 | 2025 | 2026 | 2027 | 2028 | 2029 | 2030 | 2031 | 2032 | 2033 | 2034 | 2035 | 2036 | 2037 | 2038 | 2039 | 2040
Georegion | 2000 | 2001 | 2002 | 2003 | 2004 | 2005 | 2006 | 2007 | 2008 | 2009 | 2010 | 2011 | 2012 | 2013 | 2014 | 2015 | 2016 | 2017 | 2018 | 2019 | 2020 | 2021 | 2022 | 2023 | 2024 | 2025 | 2026 | 2027 | 2028 | 2029 | 2030 | 2031 | 2032 | 2033 | 2034 | 2035 | 2036 | 2037 | 2038 | 2039 | 2040
Europe | 33.62 | 39.62 | 106.48 | 159.67 | 178.62 | 205.62 | 347.58 | 438.73 | 620.44 | 899.21 | 899.21 | 899.21 | 899.21 | 899.21 | 899.21 | 899.21 | 899.21 | 899.21 | 899.21 | 899.21 | 899.21 | 899.21 | 899.21 | 899.21 | 899.21 | 899.21 | 899.21 | 899.21 | 899.21 | 899.21 | 899.21 | 899.21 | 899.21 | 899.21 | 899.21 | 899.21 | 899.21 | 899.21 | 899.21 | 899.21 | 899.21
APAC | 0 | 0 | 0 | 0.97 | 0.97 | 0.97 | 0.97 | 0.97 | 0.97 | 1.02 | 1.02 | 1.02 | 1.02 | 1.02 | 1.02 | 1.02 | 1.02 | 1.02 | 1.02 | 1.02 | 1.02 | 1.02 | 1.02 | 1.02 | 1.02 | 1.02 | 1.02 | 1.02 | 1.02 | 1.02 | 1.02 | 1.02 | 1.02 | 1.02 | 1.02 | 1.02 | 1.02 | 1.02 | 1.02 | 1.02 | 1.02
Americas | 0 | 0 | 0 | 0 | 0 | 0 | 0 | 0 | 0 | 0 | 0 | 0 | 0 | 0 | 0 | 0 | 0 | 0 | 0 | 0 | 0 | 0 | 0 | 0 | 0 | 0 | 0 | 0 | 0 | 0 | 0 | 0 | 0 | 0 | 0 | 0 | 0 | 0 | 0 | 0 | 0
China | 0 | 0 | 0 | 0 | 0 | 0 | 0 | 0 | 0 | 0 | 0 | 0 | 0 | 0 | 0 | 0 | 0 | 0 | 0 | 0 | 0 | 0 | 0 | 0 | 0 | 0 | 0 | 0 | 0 | 0 | 0 | 0 | 0 | 0 | 0 | 0 | 0 | 0 | 0 | 0 | 0
TRUE
Substations (Annual) | 2000 | 2001 | 2002 | 2003 | 2004 | 2005 | 2006 | 2007 | 2008 | 2009 | 2010 | 2011 | 2012 | 2013 | 2014 | 2015 | 2016 | 2017 | 2018 | 2019 | 2020 | 2021 | 2022 | 2023 | 2024 | 2025 | 2026 | 2027 | 2028 | 2029 | 2030 | 2031 | 2032 | 2033 | 2034 | 2035 | 2036 | 2037 | 2038 | 2039 | 2040
Georegion | <=2000 | 2001 | 2002 | 2003 | 2004 | 2005 | 2006 | 2007 | 2008 | 2009 | 2010 | 2011 | 2012 | 2013 | 2014 | 2015 | 2016 | 2017 | 2018 | 2019 | 2020 | 2021 | 2022 | 2023 | 2024 | 2025 | 2026 | 2027 | 2028 | 2029 | 2030 | 2031 | 2032 | 2033 | 2034 | 2035 | 2036 | 2037 | 2038 | 2039 | 2040
Europe | 0 | 0 | 2 | 0 | 0 | 1 | 2 | 2 | 3 | 6 | 0 | 0 | 0 | 0 | 0 | 0 | 0 | 0 | 0 | 0 | 0 | 0 | 0 | 0 | 0 | 0 | 0 | 0 | 0 | 0 | 0 | 0 | 0 | 0 | 0 | 0 | 0 | 0 | 0 | 0 | 0
APAC | 0 | 0 | 0 | 0 | 0 | 0 | 0 | 0 | 0 | 0 | 0 | 0 | 0 | 0 | 0 | 0 | 0 | 0 | 0 | 0 | 0 | 0 | 0 | 0 | 0 | 0 | 0 | 0 | 0 | 0 | 0 | 0 | 0 | 0 | 0 | 0 | 0 | 0 | 0 | 0 | 0
Americas | 0 | 0 | 0 | 0 | 0 | 0 | 0 | 0 | 0 | 0 | 0 | 0 | 0 | 0 | 0 | 0 | 0 | 0 | 0 | 0 | 0 | 0 | 0 | 0 | 0 | 0 | 0 | 0 | 0 | 0 | 0 | 0 | 0 | 0 | 0 | 0 | 0 | 0 | 0 | 0 | 0
China | 0 | 0 | 0 | 0 | 0 | 0 | 0 | 0 | 0 | 0 | 0 | 0 | 0 | 0 | 0 | 0 | 0 | 0 | 0 | 0 | 0 | 0 | 0 | 0 | 0 | 0 | 0 | 0 | 0 | 0 | 0 | 0 | 0 | 0 | 0 | 0 | 0 | 0 | 0 | 0 | 0
TRUE
Substations (Cumulative) | 2000 | 2001 | 2002 | 2003 | 2004 | 2005 | 2006 | 2007 | 2008 | 2009 | 2010 | 2011 | 2012 | 2013 | 2014 | 2015 | 2016 | 2017 | 2018 | 2019 | 2020 | 2021 | 2022 | 2023 | 2024 | 2025 | 2026 | 2027 | 2028 | 2029 | 2030 | 2031 | 2032 | 2033 | 2034 | 2035 | 2036 | 2037 | 2038 | 2039 | 2040
Georegion | 2000 | 2001 | 2002 | 2003 | 2004 | 2005 | 2006 | 2007 | 2008 | 2009 | 2010 | 2011 | 2012 | 2013 | 2014 | 2015 | 2016 | 2017 | 2018 | 2019 | 2020 | 2021 | 2022 | 2023 | 2024 | 2025 | 2026 | 2027 | 2028 | 2029 | 2030 | 2031 | 2032 | 2033 | 2034 | 2035 | 2036 | 2037 | 2038 | 2039 | 2040
Europe | 0 | 0 | 2 | 2 | 2 | 3 | 5 | 7 | 10 | 16 | 16 | 16 | 16 | 16 | 16 | 16 | 16 | 16 | 16 | 16 | 16 | 16 | 16 | 16 | 16 | 16 | 16 | 16 | 16 | 16 | 16 | 16 | 16 | 16 | 16 | 16 | 16 | 16 | 16 | 16 | 16
APAC | 0 | 0 | 0 | 0 | 0 | 0 | 0 | 0 | 0 | 0 | 0 | 0 | 0 | 0 | 0 | 0 | 0 | 0 | 0 | 0 | 0 | 0 | 0 | 0 | 0 | 0 | 0 | 0 | 0 | 0 | 0 | 0 | 0 | 0 | 0 | 0 | 0 | 0 | 0 | 0 | 0
Americas | 0 | 0 | 0 | 0 | 0 | 0 | 0 | 0 | 0 | 0 | 0 | 0 | 0 | 0 | 0 | 0 | 0 | 0 | 0 | 0 | 0 | 0 | 0 | 0 | 0 | 0 | 0 | 0 | 0 | 0 | 0 | 0 | 0 | 0 | 0 | 0 | 0 | 0 | 0 | 0 | 0
China | 0 | 0 | 0 | 0 | 0 | 0 | 0 | 0 | 0 | 0 | 0 | 0 | 0 | 0 | 0 | 0 | 0 | 0 | 0 | 0 | 0 | 0 | 0 | 0 | 0 | 0 | 0 | 0 | 0 | 0 | 0 | 0 | 0 | 0 | 0 | 0 | 0 | 0 | 0 | 0 | 0
TRUE
SAMPLE

## ChartsByCountry
CAPACITY BY PROJECT OFFSHORE START YEAR AND COUNTRY | [38 empty] | FORECASTING CHARTS. NOTE: DEMAND IN LATER YEARS MAY INCREASE AS VISIBILITY IMPROVES
Capacity (Annual) |  | 2000 | 2001 | 2002 | 2003 | 2004 | 2005 | 2006 | 2007 | 2008 | 2009 | 2010 | 2011 | 2012 | 2013 | 2014 | 2015 | 2016 | 2017 | 2018 | 2019 | 2020 | 2021 | 2022 | 2023 | 2024 | 2025 | 2026 | 2027 | 2028 | 2029 | 2030 | 2031 | 2032 | 2033 | 2034 | 2035 | 2036 | 2037 | 2038 | 2039 | 2040
Country | <=2000 | 2001 | 2002 | 2003 | 2004 | 2005 | 2006 | 2007 | 2008 | 2009 | 2010 | 2011 | 2012 | 2013 | 2014 | 2015 | 2016 | 2017 | 2018 | 2019 | 2020 | 2021 | 2022 | 2023 | 2024 | 2025 | 2026 | 2027 | 2028 | 2029 | 2030 | 2031 | 2032 | 2033 | 2034 | 2035 | 2036 | 2037 | 2038 | 2039 | 2040
Brazil | 0 | 0 | 0 | 0 | 0 | 0 | 0 | 0 | 0 | 0 | 0 | 0 | 0 | 0 | 0 | 0 | 0 | 0 | 0 | 0 | 0 | 0 | 0 | 0 | 0 | 0 | 0 | 0 | 0 | 0 | 0 | 0 | 0 | 0 | 0 | 0 | 0 | 0 | 0 | 0 | 0
Canada | 0 | 0 | 0 | 0 | 0 | 0 | 0 | 0 | 0 | 0 | 0 | 0 | 0 | 0 | 0 | 0 | 0 | 0 | 0 | 0 | 0 | 0 | 0 | 0 | 0 | 0 | 0 | 0 | 0 | 0 | 0 | 0 | 0 | 0 | 0 | 0 | 0 | 0 | 0 | 0 | 0
Colombia | 0 | 0 | 0 | 0 | 0 | 0 | 0 | 0 | 0 | 0 | 0 | 0 | 0 | 0 | 0 | 0 | 0 | 0 | 0 | 0 | 0 | 0 | 0 | 0 | 0 | 0 | 0 | 0 | 0 | 0 | 0 | 0 | 0 | 0 | 0 | 0 | 0 | 0 | 0 | 0 | 0
United States | 0 | 0 | 0 | 0 | 0 | 0 | 0 | 0 | 0 | 0 | 0 | 0 | 0 | 0 | 0 | 0 | 0 | 0 | 0 | 0 | 0 | 0 | 0 | 0 | 0 | 0 | 0 | 0 | 0 | 0 | 0 | 0 | 0 | 0 | 0 | 0 | 0 | 0 | 0 | 0 | 0
Uruguay | 0 | 0 | 0 | 0 | 0 | 0 | 0 | 0 | 0 | 0 | 0 | 0 | 0 | 0 | 0 | 0 | 0 | 0 | 0 | 0 | 0 | 0 | 0 | 0 | 0 | 0 | 0 | 0 | 0 | 0 | 0 | 0 | 0 | 0 | 0 | 0 | 0 | 0 | 0 | 0 | 0
Australia | 0 | 0 | 0 | 0 | 0 | 0 | 0 | 0 | 0 | 0 | 0 | 0 | 0 | 0 | 0 | 0 | 0 | 0 | 0 | 0 | 0 | 0 | 0 | 0 | 0 | 0 | 0 | 0 | 0 | 0 | 0 | 0 | 0 | 0 | 0 | 0 | 0 | 0 | 0 | 0 | 0
India | 0 | 0 | 0 | 0 | 0 | 0 | 0 | 0 | 0 | 0 | 0 | 0 | 0 | 0 | 0 | 0 | 0 | 0 | 0 | 0 | 0 | 0 | 0 | 0 | 0 | 0 | 0 | 0 | 0 | 0 | 0 | 0 | 0 | 0 | 0 | 0 | 0 | 0 | 0 | 0 | 0
Japan | 0 | 0 | 0 | 11.32 | 0 | 0 | 0 | 0 | 0 | 14.001 | 0 | 0 | 0 | 0 | 0 | 0 | 0 | 0 | 0 | 0 | 0 | 0 | 0 | 0 | 0 | 0 | 0 | 0 | 0 | 0 | 0 | 0 | 0 | 0 | 0 | 0 | 0 | 0 | 0 | 0 | 0
New Zealand | 0 | 0 | 0 | 0 | 0 | 0 | 0 | 0 | 0 | 0 | 0 | 0 | 0 | 0 | 0 | 0 | 0 | 0 | 0 | 0 | 0 | 0 | 0 | 0 | 0 | 0 | 0 | 0 | 0 | 0 | 0 | 0 | 0 | 0 | 0 | 0 | 0 | 0 | 0 | 0 | 0
Philippines | 0 | 0 | 0 | 0 | 0 | 0 | 0 | 0 | 0 | 0 | 0 | 0 | 0 | 0 | 0 | 0 | 0 | 0 | 0 | 0 | 0 | 0 | 0 | 0 | 0 | 0 | 0 | 0 | 0 | 0 | 0 | 0 | 0 | 0 | 0 | 0 | 0 | 0 | 0 | 0 | 0
South Korea | 0 | 0 | 0 | 0 | 0 | 0 | 0 | 0 | 0 | 0 | 0 | 0 | 0 | 0 | 0 | 0 | 0 | 0 | 0 | 0 | 0 | 0 | 0 | 0 | 0 | 0 | 0 | 0 | 0 | 0 | 0 | 0 | 0 | 0 | 0 | 0 | 0 | 0 | 0 | 0 | 0
Taiwan | 0 | 0 | 0 | 0 | 0 | 0 | 0 | 0 | 0 | 0 | 0 | 0 | 0 | 0 | 0 | 0 | 0 | 0 | 0 | 0 | 0 | 0 | 0 | 0 | 0 | 0 | 0 | 0 | 0 | 0 | 0 | 0 | 0 | 0 | 0 | 0 | 0 | 0 | 0 | 0 | 0
Vietnam | 0 | 0 | 0 | 0 | 0 | 0 | 0 | 0 | 0 | 0 | 0 | 0 | 0 | 0 | 0 | 0 | 0 | 0 | 0 | 0 | 0 | 0 | 0 | 0 | 0 | 0 | 0 | 0 | 0 | 0 | 0 | 0 | 0 | 0 | 0 | 0 | 0 | 0 | 0 | 0 | 0
China | 0 | 0 | 0 | 0 | 0 | 0 | 0 | 1.5 | 0 | 0 | 0 | 0 | 0 | 0 | 0 | 0 | 0 | 0 | 0 | 0 | 0 | 0 | 0 | 0 | 0 | 0 | 0 | 0 | 0 | 0 | 0 | 0 | 0 | 0 | 0 | 0 | 0 | 0 | 0 | 0 | 0
Belgium | 0 | 0 | 0 | 0 | 0 | 0 | 0 | 0 | 30 | 0 | 0 | 0 | 0 | 0 | 0 | 0 | 0 | 0 | 0 | 0 | 0 | 0 | 0 | 0 | 0 | 0 | 0 | 0 | 0 | 0 | 0 | 0 | 0 | 0 | 0 | 0 | 0 | 0 | 0 | 0 | 0
Denmark | 49.95 | 0 | 376.4 | 0 | 0 | 0 | 0 | 0 | 209.33 | 238.8 | 0 | 0 | 0 | 0 | 0 | 0 | 0 | 0 | 0 | 0 | 0 | 0 | 0 | 0 | 0 | 0 | 0 | 0 | 0 | 0 | 0 | 0 | 0 | 0 | 0 | 0 | 0 | 0 | 0 | 0 | 0
Estonia | 0 | 0 | 0 | 0 | 0 | 0 | 0 | 0 | 0 | 0 | 0 | 0 | 0 | 0 | 0 | 0 | 0 | 0 | 0 | 0 | 0 | 0 | 0 | 0 | 0 | 0 | 0 | 0 | 0 | 0 | 0 | 0 | 0 | 0 | 0 | 0 | 0 | 0 | 0 | 0 | 0
Finland | 0 | 0 | 0 | 0 | 0 | 0 | 15 | 0 | 15 | 0 | 0 | 0 | 0 | 0 | 0 | 0 | 0 | 0 | 0 | 0 | 0 | 0 | 0 | 0 | 0 | 0 | 0 | 0 | 0 | 0 | 0 | 0 | 0 | 0 | 0 | 0 | 0 | 0 | 0 | 0 | 0
France | 0 | 0 | 0 | 0 | 0 | 0 | 0 | 0 | 0 | 0 | 0 | 0 | 0 | 0 | 0 | 0 | 0 | 0 | 0 | 0 | 0 | 0 | 0 | 0 | 0 | 0 | 0 | 0 | 0 | 0 | 0 | 0 | 0 | 0 | 0 | 0 | 0 | 0 | 0 | 0 | 0
Germany | 0 | 0 | 0 | 0 | 4.5 | 0 | 2.5 | 0 | 65 | 0 | 0 | 0 | 0 | 0 | 0 | 0 | 0 | 0 | 0 | 0 | 0 | 0 | 0 | 0 | 0 | 0 | 0 | 0 | 0 | 0 | 0 | 0 | 0 | 0 | 0 | 0 | 0 | 0 | 0 | 0 | 0
Greece | 0 | 0 | 0 | 0 | 0 | 0 | 0 | 0 | 0 | 0 | 0 | 0 | 0 | 0 | 0 | 0 | 0 | 0 | 0 | 0 | 0 | 0 | 0 | 0 | 0 | 0 | 0 | 0 | 0 | 0 | 0 | 0 | 0 | 0 | 0 | 0 | 0 | 0 | 0 | 0 | 0
Ireland | 0 | 0 | 0 | 25.2 | 0 | 0 | 0 | 0 | 0 | 0 | 0 | 0 | 0 | 0 | 0 | 0 | 0 | 0 | 0 | 0 | 0 | 0 | 0 | 0 | 0 | 0 | 0 | 0 | 0 | 0 | 0 | 0 | 0 | 0 | 0 | 0 | 0 | 0 | 0 | 0 | 0
Latvia | 0 | 0 | 0 | 0 | 0 | 0 | 0 | 0 | 0 | 0 | 0 | 0 | 0 | 0 | 0 | 0 | 0 | 0 | 0 | 0 | 0 | 0 | 0 | 0 | 0 | 0 | 0 | 0 | 0 | 0 | 0 | 0 | 0 | 0 | 0 | 0 | 0 | 0 | 0 | 0 | 0
Italy | 0 | 0 | 0 | 0 | 0 | 0 | 0 | 0.08 | 0 | 0 | 0 | 0 | 0 | 0 | 0 | 0 | 0 | 0 | 0 | 0 | 0 | 0 | 0 | 0 | 0 | 0 | 0 | 0 | 0 | 0 | 0 | 0 | 0 | 0 | 0 | 0 | 0 | 0 | 0 | 0 | 0
Lithuania | 0 | 0 | 0 | 0 | 0 | 0 | 0 | 0 | 0 | 0 | 0 | 0 | 0 | 0 | 0 | 0 | 0 | 0 | 0 | 0 | 0 | 0 | 0 | 0 | 0 | 0 | 0 | 0 | 0 | 0 | 0 | 0 | 0 | 0 | 0 | 0 | 0 | 0 | 0 | 0 | 0
Netherlands | 18.8 | 0 | 0 | 0 | 0 | 0 | 228 | 0 | 0 | 0 | 0 | 0 | 0 | 0 | 0 | 0 | 0 | 0 | 0 | 0 | 0 | 0 | 0 | 0 | 0 | 0 | 0 | 0 | 0 | 0 | 0 | 0 | 0 | 0 | 0 | 0 | 0 | 0 | 0 | 0 | 0
Norway | 0 | 0 | 0 | 0 | 0 | 0 | 0 | 0 | 0 | 0 | 0 | 0 | 0 | 0 | 0 | 0 | 0 | 0 | 0 | 0 | 0 | 0 | 0 | 0 | 0 | 0 | 0 | 0 | 0 | 0 | 0 | 0 | 0 | 0 | 0 | 0 | 0 | 0 | 0 | 0 | 0
Poland | 0 | 0 | 0 | 0 | 0 | 0 | 0 | 0 | 0 | 0 | 0 | 0 | 0 | 0 | 0 | 0 | 0 | 0 | 0 | 0 | 0 | 0 | 0 | 0 | 0 | 0 | 0 | 0 | 0 | 0 | 0 | 0 | 0 | 0 | 0 | 0 | 0 | 0 | 0 | 0 | 0
Portugal | 0 | 0 | 0 | 0 | 0 | 0 | 0 | 0 | 0 | 0 | 0 | 0 | 0 | 0 | 0 | 0 | 0 | 0 | 0 | 0 | 0 | 0 | 0 | 0 | 0 | 0 | 0 | 0 | 0 | 0 | 0 | 0 | 0 | 0 | 0 | 0 | 0 | 0 | 0 | 0 | 0
Spain | 0 | 0 | 0 | 0 | 0 | 0 | 0 | 0 | 0 | 0 | 0 | 0 | 0 | 0 | 0 | 0 | 0 | 0 | 0 | 0 | 0 | 0 | 0 | 0 | 0 | 0 | 0 | 0 | 0 | 0 | 0 | 0 | 0 | 0 | 0 | 0 | 0 | 0 | 0 | 0 | 0
Sweden | 13.8 | 10 | 0 | 0 | 0 | 0 | 110.4 | 0 | 0 | 30 | 0 | 0 | 0 | 0 | 0 | 0 | 0 | 0 | 0 | 0 | 0 | 0 | 0 | 0 | 0 | 0 | 0 | 0 | 0 | 0 | 0 | 0 | 0 | 0 | 0 | 0 | 0 | 0 | 0 | 0 | 0
United Kingdom | 4 | 0 | 0 | 120 | 90 | 90 | 100 | 368.4 | 262.8 | 1120.8 | 0 | 0 | 0 | 0 | 0 | 0 | 0 | 0 | 0 | 0 | 0 | 0 | 0 | 0 | 0 | 0 | 0 | 0 | 0 | 0 | 0 | 0 | 0 | 0 | 0 | 0 | 0 | 0 | 0 | 0 | 0
| FORECASTING CHARTS. NOTE: DEMAND IN LATER YEARS MAY INCREASE AS VISIBILITY IMPROVES 2039 2040: Check | TRUE
Capacity (Cumulative) |  | 2000 | 2001 | 2002 | 2003 | 2004 | 2005 | 2006 | 2007 | 2008 | 2009 | 2010 | 2011 | 2012 | 2013 | 2014 | 2015 | 2016 | 2017 | 2018 | 2019 | 2020 | 2021 | 2022 | 2023 | 2024 | 2025 | 2026 | 2027 | 2028 | 2029 | 2030 | 2031 | 2032 | 2033 | 2034 | 2035 | 2036 | 2037 | 2038 | 2039 | 2040
Country | 2000 | 2001 | 2002 | 2003 | 2004 | 2005 | 2006 | 2007 | 2008 | 2009 | 2010 | 2011 | 2012 | 2013 | 2014 | 2015 | 2016 | 2017 | 2018 | 2019 | 2020 | 2021 | 2022 | 2023 | 2024 | 2025 | 2026 | 2027 | 2028 | 2029 | 2030 | 2031 | 2032 | 2033 | 2034 | 2035 | 2036 | 2037 | 2038 | 2039 | 2040
Brazil | 0 | 0 | 0 | 0 | 0 | 0 | 0 | 0 | 0 | 0 | 0 | 0 | 0 | 0 | 0 | 0 | 0 | 0 | 0 | 0 | 0 | 0 | 0 | 0 | 0 | 0 | 0 | 0 | 0 | 0 | 0 | 0 | 0 | 0 | 0 | 0 | 0 | 0 | 0 | 0 | 0
Canada | 0 | 0 | 0 | 0 | 0 | 0 | 0 | 0 | 0 | 0 | 0 | 0 | 0 | 0 | 0 | 0 | 0 | 0 | 0 | 0 | 0 | 0 | 0 | 0 | 0 | 0 | 0 | 0 | 0 | 0 | 0 | 0 | 0 | 0 | 0 | 0 | 0 | 0 | 0 | 0 | 0
Colombia | 0 | 0 | 0 | 0 | 0 | 0 | 0 | 0 | 0 | 0 | 0 | 0 | 0 | 0 | 0 | 0 | 0 | 0 | 0 | 0 | 0 | 0 | 0 | 0 | 0 | 0 | 0 | 0 | 0 | 0 | 0 | 0 | 0 | 0 | 0 | 0 | 0 | 0 | 0 | 0 | 0
United States | 0 | 0 | 0 | 0 | 0 | 0 | 0 | 0 | 0 | 0 | 0 | 0 | 0 | 0 | 0 | 0 | 0 | 0 | 0 | 0 | 0 | 0 | 0 | 0 | 0 | 0 | 0 | 0 | 0 | 0 | 0 | 0 | 0 | 0 | 0 | 0 | 0 | 0 | 0 | 0 | 0
Uruguay | 0 | 0 | 0 | 0 | 0 | 0 | 0 | 0 | 0 | 0 | 0 | 0 | 0 | 0 | 0 | 0 | 0 | 0 | 0 | 0 | 0 | 0 | 0 | 0 | 0 | 0 | 0 | 0 | 0 | 0 | 0 | 0 | 0 | 0 | 0 | 0 | 0 | 0 | 0 | 0 | 0
Australia | 0 | 0 | 0 | 0 | 0 | 0 | 0 | 0 | 0 | 0 | 0 | 0 | 0 | 0 | 0 | 0 | 0 | 0 | 0 | 0 | 0 | 0 | 0 | 0 | 0 | 0 | 0 | 0 | 0 | 0 | 0 | 0 | 0 | 0 | 0 | 0 | 0 | 0 | 0 | 0 | 0
India | 0 | 0 | 0 | 0 | 0 | 0 | 0 | 0 | 0 | 0 | 0 | 0 | 0 | 0 | 0 | 0 | 0 | 0 | 0 | 0 | 0 | 0 | 0 | 0 | 0 | 0 | 0 | 0 | 0 | 0 | 0 | 0 | 0 | 0 | 0 | 0 | 0 | 0 | 0 | 0 | 0
Japan | 0 | 0 | 0 | 11.32 | 11.32 | 11.32 | 11.32 | 11.32 | 11.32 | 25.321 | 25.321 | 25.321 | 25.321 | 25.321 | 25.321 | 25.321 | 25.321 | 25.321 | 25.321 | 25.321 | 25.321 | 25.321 | 25.321 | 25.321 | 25.321 | 25.321 | 25.321 | 25.321 | 25.321 | 25.321 | 25.321 | 25.321 | 25.321 | 25.321 | 25.321 | 25.321 | 25.321 | 25.321 | 25.321 | 25.321 | 25.321
New Zealand | 0 | 0 | 0 | 0 | 0 | 0 | 0 | 0 | 0 | 0 | 0 | 0 | 0 | 0 | 0 | 0 | 0 | 0 | 0 | 0 | 0 | 0 | 0 | 0 | 0 | 0 | 0 | 0 | 0 | 0 | 0 | 0 | 0 | 0 | 0 | 0 | 0 | 0 | 0 | 0 | 0
Philippines | 0 | 0 | 0 | 0 | 0 | 0 | 0 | 0 | 0 | 0 | 0 | 0 | 0 | 0 | 0 | 0 | 0 | 0 | 0 | 0 | 0 | 0 | 0 | 0 | 0 | 0 | 0 | 0 | 0 | 0 | 0 | 0 | 0 | 0 | 0 | 0 | 0 | 0 | 0 | 0 | 0
South Korea | 0 | 0 | 0 | 0 | 0 | 0 | 0 | 0 | 0 | 0 | 0 | 0 | 0 | 0 | 0 | 0 | 0 | 0 | 0 | 0 | 0 | 0 | 0 | 0 | 0 | 0 | 0 | 0 | 0 | 0 | 0 | 0 | 0 | 0 | 0 | 0 | 0 | 0 | 0 | 0 | 0
Taiwan | 0 | 0 | 0 | 0 | 0 | 0 | 0 | 0 | 0 | 0 | 0 | 0 | 0 | 0 | 0 | 0 | 0 | 0 | 0 | 0 | 0 | 0 | 0 | 0 | 0 | 0 | 0 | 0 | 0 | 0 | 0 | 0 | 0 | 0 | 0 | 0 | 0 | 0 | 0 | 0 | 0
Vietnam | 0 | 0 | 0 | 0 | 0 | 0 | 0 | 0 | 0 | 0 | 0 | 0 | 0 | 0 | 0 | 0 | 0 | 0 | 0 | 0 | 0 | 0 | 0 | 0 | 0 | 0 | 0 | 0 | 0 | 0 | 0 | 0 | 0 | 0 | 0 | 0 | 0 | 0 | 0 | 0 | 0
China | 0 | 0 | 0 | 0 | 0 | 0 | 0 | 1.5 | 1.5 | 1.5 | 1.5 | 1.5 | 1.5 | 1.5 | 1.5 | 1.5 | 1.5 | 1.5 | 1.5 | 1.5 | 1.5 | 1.5 | 1.5 | 1.5 | 1.5 | 1.5 | 1.5 | 1.5 | 1.5 | 1.5 | 1.5 | 1.5 | 1.5 | 1.5 | 1.5 | 1.5 | 1.5 | 1.5 | 1.5 | 1.5 | 1.5
Belgium | 0 | 0 | 0 | 0 | 0 | 0 | 0 | 0 | 30 | 30 | 30 | 30 | 30 | 30 | 30 | 30 | 30 | 30 | 30 | 30 | 30 | 30 | 30 | 30 | 30 | 30 | 30 | 30 | 30 | 30 | 30 | 30 | 30 | 30 | 30 | 30 | 30 | 30 | 30 | 30 | 30
Denmark | 49.95 | 49.95 | 426.35 | 426.35 | 426.35 | 426.35 | 426.35 | 426.35 | 635.68 | 874.48 | 874.48 | 874.48 | 874.48 | 874.48 | 874.48 | 874.48 | 874.48 | 874.48 | 874.48 | 874.48 | 874.48 | 874.48 | 874.48 | 874.48 | 874.48 | 874.48 | 874.48 | 874.48 | 874.48 | 874.48 | 874.48 | 874.48 | 874.48 | 874.48 | 874.48 | 874.48 | 874.48 | 874.48 | 874.48 | 874.48 | 874.48
Estonia | 0 | 0 | 0 | 0 | 0 | 0 | 0 | 0 | 0 | 0 | 0 | 0 | 0 | 0 | 0 | 0 | 0 | 0 | 0 | 0 | 0 | 0 | 0 | 0 | 0 | 0 | 0 | 0 | 0 | 0 | 0 | 0 | 0 | 0 | 0 | 0 | 0 | 0 | 0 | 0 | 0
Finland | 0 | 0 | 0 | 0 | 0 | 0 | 15 | 15 | 30 | 30 | 30 | 30 | 30 | 30 | 30 | 30 | 30 | 30 | 30 | 30 | 30 | 30 | 30 | 30 | 30 | 30 | 30 | 30 | 30 | 30 | 30 | 30 | 30 | 30 | 30 | 30 | 30 | 30 | 30 | 30 | 30
France | 0 | 0 | 0 | 0 | 0 | 0 | 0 | 0 | 0 | 0 | 0 | 0 | 0 | 0 | 0 | 0 | 0 | 0 | 0 | 0 | 0 | 0 | 0 | 0 | 0 | 0 | 0 | 0 | 0 | 0 | 0 | 0 | 0 | 0 | 0 | 0 | 0 | 0 | 0 | 0 | 0
Germany | 0 | 0 | 0 | 0 | 4.5 | 4.5 | 7 | 7 | 72 | 72 | 72 | 72 | 72 | 72 | 72 | 72 | 72 | 72 | 72 | 72 | 72 | 72 | 72 | 72 | 72 | 72 | 72 | 72 | 72 | 72 | 72 | 72 | 72 | 72 | 72 | 72 | 72 | 72 | 72 | 72 | 72
Greece | 0 | 0 | 0 | 0 | 0 | 0 | 0 | 0 | 0 | 0 | 0 | 0 | 0 | 0 | 0 | 0 | 0 | 0 | 0 | 0 | 0 | 0 | 0 | 0 | 0 | 0 | 0 | 0 | 0 | 0 | 0 | 0 | 0 | 0 | 0 | 0 | 0 | 0 | 0 | 0 | 0
Ireland | 0 | 0 | 0 | 25.2 | 25.2 | 25.2 | 25.2 | 25.2 | 25.2 | 25.2 | 25.2 | 25.2 | 25.2 | 25.2 | 25.2 | 25.2 | 25.2 | 25.2 | 25.2 | 25.2 | 25.2 | 25.2 | 25.2 | 25.2 | 25.2 | 25.2 | 25.2 | 25.2 | 25.2 | 25.2 | 25.2 | 25.2 | 25.2 | 25.2 | 25.2 | 25.2 | 25.2 | 25.2 | 25.2 | 25.2 | 25.2
Italy | 0 | 0 | 0 | 0 | 0 | 0 | 0 | 0.08 | 0.08 | 0.08 | 0.08 | 0.08 | 0.08 | 0.08 | 0.08 | 0.08 | 0.08 | 0.08 | 0.08 | 0.08 | 0.08 | 0.08 | 0.08 | 0.08 | 0.08 | 0.08 | 0.08 | 0.08 | 0.08 | 0.08 | 0.08 | 0.08 | 0.08 | 0.08 | 0.08 | 0.08 | 0.08 | 0.08 | 0.08 | 0.08 | 0.08
Latvia | 0 | 0 | 0 | 0 | 0 | 0 | 0 | 0 | 0 | 0 | 0 | 0 | 0 | 0 | 0 | 0 | 0 | 0 | 0 | 0 | 0 | 0 | 0 | 0 | 0 | 0 | 0 | 0 | 0 | 0 | 0 | 0 | 0 | 0 | 0 | 0 | 0 | 0 | 0 | 0 | 0
Lithuania | 0 | 0 | 0 | 0 | 0 | 0 | 0 | 0 | 0 | 0 | 0 | 0 | 0 | 0 | 0 | 0 | 0 | 0 | 0 | 0 | 0 | 0 | 0 | 0 | 0 | 0 | 0 | 0 | 0 | 0 | 0 | 0 | 0 | 0 | 0 | 0 | 0 | 0 | 0 | 0 | 0
Netherlands | 18.8 | 18.8 | 18.8 | 18.8 | 18.8 | 18.8 | 246.8 | 246.8 | 246.8 | 246.8 | 246.8 | 246.8 | 246.8 | 246.8 | 246.8 | 246.8 | 246.8 | 246.8 | 246.8 | 246.8 | 246.8 | 246.8 | 246.8 | 246.8 | 246.8 | 246.8 | 246.8 | 246.8 | 246.8 | 246.8 | 246.8 | 246.8 | 246.8 | 246.8 | 246.8 | 246.8 | 246.8 | 246.8 | 246.8 | 246.8 | 246.8
Norway | 0 | 0 | 0 | 0 | 0 | 0 | 0 | 0 | 0 | 0 | 0 | 0 | 0 | 0 | 0 | 0 | 0 | 0 | 0 | 0 | 0 | 0 | 0 | 0 | 0 | 0 | 0 | 0 | 0 | 0 | 0 | 0 | 0 | 0 | 0 | 0 | 0 | 0 | 0 | 0 | 0
Poland | 0 | 0 | 0 | 0 | 0 | 0 | 0 | 0 | 0 | 0 | 0 | 0 | 0 | 0 | 0 | 0 | 0 | 0 | 0 | 0 | 0 | 0 | 0 | 0 | 0 | 0 | 0 | 0 | 0 | 0 | 0 | 0 | 0 | 0 | 0 | 0 | 0 | 0 | 0 | 0 | 0
Portugal | 0 | 0 | 0 | 0 | 0 | 0 | 0 | 0 | 0 | 0 | 0 | 0 | 0 | 0 | 0 | 0 | 0 | 0 | 0 | 0 | 0 | 0 | 0 | 0 | 0 | 0 | 0 | 0 | 0 | 0 | 0 | 0 | 0 | 0 | 0 | 0 | 0 | 0 | 0 | 0 | 0
Spain | 0 | 0 | 0 | 0 | 0 | 0 | 0 | 0 | 0 | 0 | 0 | 0 | 0 | 0 | 0 | 0 | 0 | 0 | 0 | 0 | 0 | 0 | 0 | 0 | 0 | 0 | 0 | 0 | 0 | 0 | 0 | 0 | 0 | 0 | 0 | 0 | 0 | 0 | 0 | 0 | 0
Sweden | 13.8 | 23.8 | 23.8 | 23.8 | 23.8 | 23.8 | 134.2 | 134.2 | 134.2 | 164.2 | 164.2 | 164.2 | 164.2 | 164.2 | 164.2 | 164.2 | 164.2 | 164.2 | 164.2 | 164.2 | 164.2 | 164.2 | 164.2 | 164.2 | 164.2 | 164.2 | 164.2 | 164.2 | 164.2 | 164.2 | 164.2 | 164.2 | 164.2 | 164.2 | 164.2 | 164.2 | 164.2 | 164.2 | 164.2 | 164.2 | 164.2
United Kingdom | 4 | 4 | 4 | 124 | 214 | 304 | 404 | 772.4 | 1035.2 | 2156 | 2156 | 2156 | 2156 | 2156 | 2156 | 2156 | 2156 | 2156 | 2156 | 2156 | 2156 | 2156 | 2156 | 2156 | 2156 | 2156 | 2156 | 2156 | 2156 | 2156 | 2156 | 2156 | 2156 | 2156 | 2156 | 2156 | 2156 | 2156 | 2156 | 2156 | 2156
[41 empty] | Check | TRUE
SAMPLE

## LCOE
PROJECT IDENTIFICATION AND STATUS | [8 empty] | CAPEX |  | YIELD | [9 empty] | LCOE CALCULATION
WindfarmId | Name | Country | Georegion | Owners | WindfarmStatus | Foundations | Analyst Offshore Start Year | ModelledCapacityMW | CAPEXReported | CAPEXEuroMillions | WindSpeedGWA150m | TurbineModel | ModelledTurbineMW | ReportedRotorDiameter | ModelledRotorDiameter | ModelledHubHeight | ModelledSweptAreaM2 | WindSpeedAtHubHeight | CapacityFactor | AEP_MWh | Lifetime (years, inc. development) | CAPEXToUseEUR | CAPEX_Year1 | CAPEX_Year2 | CAPEX_Year3 | CAPEX_Year4 | OPEXAnnual | HelperFixedFloating | HelperEuropeFixed | HelperAPACFixed | HelperAmericasFixed | HelperChinaFixed | HelperEuropeFloating | HelperAPACFloating | HelperAmericasFloating | HelperChinaFloating | LCOE Eur/MWh
DE39 | Albatros | Germany | Europe | EnBW (50.1%), Enbridge (49.9%) | Fully Commissioned | Grounded: Monopile | 2019 | 112 | CAD 395m | 270.18 | 10.2574 | SWT-7.0-154 (Siemens Gamesa) | 7 | 154 | 154 | 105 | 18626.5028 | #REF! | #REF! | #REF! | 29 | #REF! | #REF! | #REF! | #REF! | #REF! | #N/A | Fixed | #REF! | #REF! | #REF! | #REF! | #REF! | #REF! | #REF! | #REF! | #REF!
CN18 | CGN Daishan 4 | China | Asia | CGN | Fully Commissioned | Grounded: High-Rise Pile Cap | 2019 | 234 | CNY 3900m | 505.3035 | 8.0701 | EN-148/4.5 (Envision Energy), 18*XD140-4MW (XEMC - Darwind) | 4.5 | 148 | 148 | 102 | 17203.3614 | #REF! | #REF! | #REF! | 29 | #REF! | #REF! | #REF! | #REF! | #REF! | #N/A | Fixed | #REF! | #REF! | #REF! | #REF! | #REF! | #REF! | #REF! | #REF! | #REF!
CN57 | Huaneng Guanyun - phase 1 | China | Asia | Huaneng Group | Fully Commissioned | Grounded: Monopile | 2019 | 303.3 | CNY 5300m | 686.6945 | 7.5117 | GW184-6.45MW (Goldwind), 15*GW171-6.45MW (Goldwind), 2*GW140-3.3MW (Goldwind) | 6.45 | 184 | 184 | 120 | 26590.4402 | #REF! | #REF! | #REF! | 29 | #REF! | #REF! | #REF! | #REF! | #REF! | #N/A | Fixed | #REF! | #REF! | #REF! | #REF! | #REF! | #REF! | #REF! | #REF! | #REF!
UK40 | Moray East | United Kingdom | Europe | Ocean Winds (40%), Equitix (26.6%), INPEX (16.7%), Kansai Electric (10.02%), Mitsubishi (6.68%) | Fully Commissioned | Grounded: Jacket (Piled) | 2019 | 950 | GBP 2600m | 3019.562 | 10.4334 | V164-9.5 MW (MHI Vestas Offshore Wind) | 9.5 | 164 | 164 | 105 | 21124.069 | #REF! | #REF! | #REF! | 29 | #REF! | #REF! | #REF! | #REF! | #REF! | #N/A | Fixed | #REF! | #REF! | #REF! | #REF! | #REF! | #REF! | #REF! | #REF! | #REF!
CN0K | Huaneng Sheyang H1 | China | Asia | Envision Energy (36%), Huaneng Group (34%), Yancheng Guoneng Investment (30%) | Fully Commissioned | Grounded: Not Specified | 2019 | 301.5 | CNY 5468.91m | 708.5793 | 7.7144 | EN-148/4.5 (Envision Energy) | 4.5 | 148 | 148 | 102 | 17203.3614 | #REF! | #REF! | #REF! | 29 | #REF! | #REF! | #REF! | #REF! | #REF! | #N/A | Fixed | #REF! | #REF! | #REF! | #REF! | #REF! | #REF! | #REF! | #REF! | #REF!
CN0M | Longyuan Sheyang H2 | China | Asia | China Guodian (50%), Yancheng Guoneng Investment (30%), Longyuan Power (10%), Envision Energy (10%) | Fully Commissioned | Grounded: Monopile | 2019 | 301.5 | CNY 5556.66m | 719.9487 | 7.7152 | EN-148/4.5 (Envision Energy) | 4.5 | 148 | 148 | 102 | 17203.3614 | #REF! | #REF! | #REF! | 29 | #REF! | #REF! | #REF! | #REF! | #REF! | #N/A | Fixed | #REF! | #REF! | #REF! | #REF! | #REF! | #REF! | #REF! | #REF! | #REF!
TW16 | Formosa 1 OWF - phase 2 | Taiwan | Asia | Ørsted (35%), JERA (32.5%), Mitsui Group (25%), Stonepeak (7.5%) | Fully Commissioned | Grounded: Monopile | 2019 | 120 | TWD 17531m | 510.8735 | 10.248 | SWT-6.0-154 (Siemens) | 6 | 154 | 154 | 105 | 18626.5028 | #REF! | #REF! | #REF! | 29 | #REF! | #REF! | #REF! | #REF! | #REF! | #N/A | Fixed | #REF! | #REF! | #REF! | #REF! | #REF! | #REF! | #REF! | #REF! | #REF!
CN1W | Zheneng Jiaxing1 | China | Asia | Zhejiang Energy Group | Fully Commissioned | Grounded: Various | 2019 | 300.4 | CNY 5300m | 686.6945 | 7.8864 | XE148-4000 (XEMC), 34*SWT-4.0-146 (Siemens), 2*H171-6.2MW (CSIC Haizhuang Windpower Equipment) | 6.2 | 148 | 148 | 115 | 17203.3614 | #REF! | #REF! | #REF! | 29 | #REF! | #REF! | #REF! | #REF! | #REF! | #N/A | Fixed | #REF! | #REF! | #REF! | #REF! | #REF! | #REF! | #REF! | #REF! | #REF!
CN3F | Zheneng Shengsi 2 | China | Asia | Zhejiang Energy Group (50%), SPIC (50%) | Fully Commissioned | Grounded: Various | 2019 | 400 | CNY 7220m | 935.4593 | 8.038 | MySE6.45-180 (MingYang), 32*SWT-6.25-172 (Siemens) | 6.45 | 178 | 178 | 117 | 24884.5554 | #REF! | #REF! | #REF! | 29 | #REF! | #REF! | #REF! | #REF! | #REF! | #N/A | Fixed | #REF! | #REF! | #REF! | #REF! | #REF! | #REF! | #REF! | #REF! | #REF!
NL0J | Borssele 3 and 4 - Blauwwind | Netherlands | Europe | Shell (20%), Swiss Life Asset Managers (20%), TIAA (15%), INPEX (15%), Octopus Energy (10%), Eneco (10%), Luxcara (10%) | Fully Commissioned | Grounded: Monopile | 2019 | 731.5 | EUR 1300m | 1300 | 9.7233 | V164-9.5 MW (MHI Vestas Offshore Wind) | 9.5 | 164 | 164 | 108 | 21124.069 | #REF! | #REF! | #REF! | 29 | #REF! | #REF! | #REF! | #REF! | #REF! | #N/A | Fixed | #REF! | #REF! | #REF! | #REF! | #REF! | #REF! | #REF! | #REF! | #REF!
CN3R | Yuedian Yangjiang Shapa | China | Asia | Guangdong Electric Power | Fully Commissioned | Grounded: Jacket (Piled) | 2019 | 302.2 | CNY 5963.27m | 772.6311 | 8.1986 | MySE6.45-180 (MingYang), 1*MySE5.5-155 (MingYang) | 6.45 | 178 | 178 | 117 | 24884.5554 | #REF! | #REF! | #REF! | 29 | #REF! | #REF! | #REF! | #REF! | #REF! | #N/A | Fixed | #REF! | #REF! | #REF! | #REF! | #REF! | #REF! | #REF! | #REF! | #REF!
CN4B | CSIC Jiangsu Rudong H3-1 300MW | China | Asia | Huaneng Group (79%), Huaneng Group (20%), CSSC (1%) | Fully Commissioned | Grounded: Monopile | 2019 | 302.4 | CNY 6500m | 842.1725 | 7.9223 | H151-5MW (CSSC Haizhuang Wind Power), 25*H171-5.0MW (CSIC Haizhuang Windpower Equipment), 1*H171-6.2MW (CSIC Haizhuang Windpower Equipment), 1*H152-6.2 MW (CSIC Haizhuang Windpower Equipment) | 6.2 | 151 | 151 | 103.5 | 17907.8635 | #REF! | #REF! | #REF! | 29 | #REF! | #REF! | #REF! | #REF! | #REF! | #N/A | Fixed | #REF! | #REF! | #REF! | #REF! | #REF! | #REF! | #REF! | #REF! | #REF!
CN4H | SPIC Binhai South H3 # 300MW | China | Asia | SPIC (87.94%), ICBC (12.06%) | Fully Commissioned | Grounded: Monopile | 2019 | 300 | CNY 4960.99m | 642.7707 | 7.7539 | SWT-4.0-146 (Siemens) | 4 | 122 | 122 | 89 | 11689.8663 | #REF! | #REF! | #REF! | 29 | #REF! | #REF! | #REF! | #REF! | #REF! | #N/A | Fixed | #REF! | #REF! | #REF! | #REF! | #REF! | #REF! | #REF! | #REF! | #REF!
CN4R | Fujian Sanchuan Shicheng Fishing Port | China | Asia | Fujian Energy Group (64.65%), CTGC (25.35%), Xiamen China International Power Development (10%) | Fully Commissioned | Grounded: Various | 2019 | 200 | CNY 3690m | 478.0949 | 10.6768 | SWT-7.0-154 (Siemens Gamesa) | 7 | 154 | 154 | 90 | 18626.5028 | #REF! | #REF! | #REF! | 29 | #REF! | #REF! | #REF! | #REF! | #REF! | #N/A | Fixed | #REF! | #REF! | #REF! | #REF! | #REF! | #REF! | #REF! | #REF! | #REF!
CN5A | Rudong H5 | China | Asia | Jiangsu Transportation (64%), Nantong Coastal Development (16%), Jiangsu Haiyu (5%), Shanghai Electric (5%), Jiangsu Donghe (5%), ZTT (5%) | Fully Commissioned | Grounded: Not Specified | 2019 | 300 | CNY 5508m | 713.644 | 7.9934 | SWT-4.0-146 (Siemens) | 4 | 122 | 122 | 89 | 11689.8663 | #REF! | #REF! | #REF! | 29 | #REF! | #REF! | #REF! | #REF! | #REF! | #N/A | Fixed | #REF! | #REF! | #REF! | #REF! | #REF! | #REF! | #REF! | #REF! | #REF!
CN2U | Huaneng Dalian Zhuanghe II | China | Asia | Huaneng Group | Fully Commissioned | Grounded: Not Specified | 2019 | 300 | CNY 5195m | 673.0902 | 7.5383 | H171-5.0MW (CSSC Haizhuang Wind Power) | 5 | NULL | 135 | 95.5 | 14313.8815 | #REF! | #REF! | #REF! | 29 | #REF! | #REF! | #REF! | #REF! | #REF! | #N/A | Fixed | #REF! | #REF! | #REF! | #REF! | #REF! | #REF! | #REF! | #REF! | #REF!
CN40 | Huadian Fujian Fuqing Haitan Strait | China | Asia | China Huadian | Fully Commissioned | Grounded: High-Rise Pile Cap | 2019 | 302.8 | CNY 6667.46m | 863.8695 | 10.9809 | MySE7.0-158 (MingYang), 24*H171-6.2MW (CSIC Haizhuang Windpower Equipment) (estimate) | 7 | 158 | 158 | 100.33 | 19606.6798 | #REF! | #REF! | #REF! | 29 | #REF! | #REF! | #REF! | #REF! | #REF! | #N/A | Fixed | #REF! | #REF! | #REF! | #REF! | #REF! | #REF! | #REF! | #REF! | #REF!
CN5Q | CECEP Yangjiang Nanpeng Island | China | Asia | CECEP | Fully Commissioned | Grounded: Various | 2019 | 300 | CNY 5782m | 749.1448 | 8.175 | MySE5.5-155 (MingYang) | 5.5 | 155 | 155 | 105.5 | 18869.1909 | #REF! | #REF! | #REF! | 29 | #REF! | #REF! | #REF! | #REF! | #REF! | #N/A | Fixed | #REF! | #REF! | #REF! | #REF! | #REF! | #REF! | #REF! | #REF! | #REF!
CN20 | CGN Shanwei Houhu | China | Asia | CGN (80%), Guangdong Baolihua (20%) | Fully Commissioned | Grounded: Various | 2019 | 500 | CNY 10186m | 1319.7439 | 8.4986 | MySE5.5-155 (MingYang) | 5.5 | 155 | 155 | 60 | 18869.1909 | #REF! | #REF! | #REF! | 29 | #REF! | #REF! | #REF! | #REF! | #REF! | #N/A | Fixed | #REF! | #REF! | #REF! | #REF! | #REF! | #REF! | #REF! | #REF! | #REF!
BE12 | Northwester 2 | Belgium | Europe | JERA Nex Ltd (70%), Summit Tailwind (30%) | Fully Commissioned | Grounded: Monopile | 2019 | 219 | EUR 695m | 695 | 9.7348 | V164-9.5 MW (MHI Vestas Offshore Wind) | 9.5 | 164 | 164 | 105 | 21124.069 | #REF! | #REF! | #REF! | 29 | #REF! | #REF! | #REF! | #REF! | #REF! | #N/A | Fixed | #REF! | #REF! | #REF! | #REF! | #REF! | #REF! | #REF! | #REF! | #REF!
BE07 | Seamade (Mermaid) | Belgium | Europe | Otary (70%), Ocean Winds (17.5%), Eneco (12.5%) | Fully Commissioned | Grounded: Monopile | 2019 | 235 | EUR 627m | 627 | 9.7506 | SG 8.0-167 DD (Siemens Gamesa) | 8.4 | 167 | 167 | 109 | 21903.9694 | #REF! | #REF! | #REF! | 29 | #REF! | #REF! | #REF! | #REF! | #REF! | #N/A | Fixed | #REF! | #REF! | #REF! | #REF! | #REF! | #REF! | #REF! | #REF! | #REF!
BE06 | Seamade (SeaStar) | Belgium | Europe | Otary (70%), Ocean Winds (17.5%), Eneco (12.5%) | Fully Commissioned | Grounded: Monopile | 2019 | 252 | EUR 673m | 673 | 9.7372 | SG 8.0-167 DD (Siemens Gamesa) | 8.4 | 167 | 167 | 109 | 21903.9694 | #REF! | #REF! | #REF! | 29 | #REF! | #REF! | #REF! | #REF! | #REF! | #N/A | Fixed | #REF! | #REF! | #REF! | #REF! | #REF! | #REF! | #REF! | #REF! | #REF!
CN6E | Zhuhai Jinwan | China | Asia | Guangdong Electric Power | Fully Commissioned | Grounded: Not Specified | 2019 | 300 | CNY 5659.71m | 733.3003 | 7.8969 | MySE5.5-155 (MingYang) | 5.5 | 155 | 155 | 105.5 | 18869.1909 | #REF! | #REF! | #REF! | 29 | #REF! | #REF! | #REF! | #REF! | #REF! | #N/A | Fixed | #REF! | #REF! | #REF! | #REF! | #REF! | #REF! | #REF! | #REF! | #REF!
CN7I | Huaneng Dafeng - phase 2 | China | Asia | Huaneng Group | Fully Commissioned | Grounded: Monopile | 2019 | 103.5 | CNY 1757.59m | 227.7221 | 7.7851 | EN-148/4.5 (Envision Energy) | 4.5 | 148 | 148 | 102 | 17203.3614 | #REF! | #REF! | #REF! | 29 | #REF! | #REF! | #REF! | #REF! | #REF! | #N/A | Fixed | #REF! | #REF! | #REF! | #REF! | #REF! | #REF! | #REF! | #REF! | #REF!
CN7O | Zhugensha H2 | China | Asia | Zhejiang Energy Group (51%), CNOOC (47%), Jiangsu Mingqiang (2%) | Fully Commissioned | Grounded: Monopile | 2019 | 302 | CNY 5200m | 673.738 | 7.8254 | SWT-4.0-146 (Siemens), 17*SWT-6.0-172 (Siemens) | 6 | 122 | 122 | 89 | 11689.8663 | #REF! | #REF! | #REF! | 29 | #REF! | #REF! | #REF! | #REF! | #REF! | #N/A | Fixed | #REF! | #REF! | #REF! | #REF! | #REF! | #REF! | #REF! | #REF! | #REF!
CN9U | CSIC Jiangsu Rudong H3-2 100MW | China | Asia | Huaneng Group (79%), Huaneng Group (20%), CSSC (1%) | Fully Commissioned | Grounded: Not Specified | 2019 | 100 | CNY 1577.71m | 204.416 | 7.918 | H151-5MW (CSSC Haizhuang Wind Power) | 5 | 151 | 151 | 103.5 | 17907.8635 | #REF! | #REF! | #REF! | 29 | #REF! | #REF! | #REF! | #REF! | #REF! | #N/A | Fixed | #REF! | #REF! | #REF! | #REF! | #REF! | #REF! | #REF! | #REF! | #REF!
CN9R | Rudong H14 | China | Asia | Luneng Group (60%), China State Grid (40%) | Fully Commissioned | Grounded: Monopile | 2019 | 200 | CNY 3524m | 456.5871 | 7.8848 | G4-146 (Shanghai Electric Wind Power Group Co., Ltd. ) | 4 | NULL | 121 | 88.5 | 11499.0145 | #REF! | #REF! | #REF! | 29 | #REF! | #REF! | #REF! | #REF! | #REF! | #N/A | Fixed | #REF! | #REF! | #REF! | #REF! | #REF! | #REF! | #REF! | #REF! | #REF!
CN13 | Zhejiang Jiaxing 2 | China | Asia | Huaneng Group (85%), Zhejiang Windey (15%) | Fully Commissioned | Grounded: Various | 2019 | 300 | CNY 5591.04m | 724.4031 | 7.9928 | SWT-6.0-154 (Siemens) | 6 | 154 | 154 | 105 | 18626.5028 | #REF! | #REF! | #REF! | 29 | #REF! | #REF! | #REF! | #REF! | #REF! | #N/A | Fixed | #REF! | #REF! | #REF! | #REF! | #REF! | #REF! | #REF! | #REF! | #REF!
CN9S | Sheyang Longyuan South H2-1 expansion | China | Asia | China Guodian (50%), Yancheng Guoneng Investment (30%), Envision Energy (10%), Longyuan Power (10%) | Fully Commissioned | Grounded: Monopile | 2020 | 103.5 | CNY 1869.59m | 242.2334 | 7.7165 | EN-148/4.5 (Envision Energy) | 4.5 | 148 | 148 | 102 | 17203.3614 | #REF! | #REF! | #REF! | 29 | #REF! | #REF! | #REF! | #REF! | #REF! | #N/A | Fixed | #REF! | #REF! | #REF! | #REF! | #REF! | #REF! | #REF! | #REF! | #REF!
CN43 | Fengxian - phase 1 | China | Asia | SPIC (50%), Shanghai Green Energy (50%) | Fully Commissioned | Grounded: Not Specified | 2020 | 206.4 | CNY 3400m | 440.521 | 8.1522 | MySE6.45-180 (MingYang), 16*GW184-6.45MW (Goldwind) | 6.45 | 178 | 178 | 117 | 24884.5554 | #REF! | #REF! | #REF! | 29 | #REF! | #REF! | #REF! | #REF! | #REF! | #N/A | Fixed | #REF! | #REF! | #REF! | #REF! | #REF! | #REF! | #REF! | #REF! | #REF!
UK4N | Kincardine - phase 2 | United Kingdom | Europe | Cobra Group | Fully Commissioned | Floating: Semi-Submersible Platform - Steel | 2020 | 47.5 | GBP 380m | 441.3206 | 10.2595 | V164-9.5 MW (MHI Vestas Offshore Wind), Tower height 91.9 m, Blade Length 82 m. Blade width 5.4 m. | 9.525 | 164 | 164 | 104 | 21124.069 | #REF! | #REF! | #REF! | 29 | #REF! | #REF! | #REF! | #REF! | #REF! | #N/A | Floating | #REF! | #REF! | #REF! | #REF! | #REF! | #REF! | #REF! | #REF! | #REF!
CN9A | CTGNE Yangjiang Shapa - phase III - A2 | China | Asia | CTGC | Fully Commissioned | Grounded: Not Specified | 2020 | 100 | CNY 1933.17m | 250.4712 | 8.177 | MySE6.45-180 (MingYang) | 6.45 | 178 | 178 | 117 | 24884.5554 | #REF! | #REF! | #REF! | 29 | #REF! | #REF! | #REF! | #REF! | #REF! | #N/A | Fixed | #REF! | #REF! | #REF! | #REF! | #REF! | #REF! | #REF! | #REF! | #REF!
CND3 | Jiangjiasha | China | Asia | Hewang | Fully Commissioned | Grounded: Monopile | 2020 | 50 | CNY 811.32m | 105.1187 | 7.8975 | GW 155-3.3MW (Goldwind) | 3.3 | NULL | 110 | 83 | 9503.3178 | #REF! | #REF! | #REF! | 29 | #REF! | #REF! | #REF! | #REF! | #REF! | #N/A | Fixed | #REF! | #REF! | #REF! | #REF! | #REF! | #REF! | #REF! | #REF! | #REF!
VN73 | Hoa Binh 1 - phase 2 (intertidal) | Vietnam | Asia | Phuong Anh | Fully Commissioned | Grounded: High-Rise Pile Cap | 2020 | 50 | VND 2400000m | 90.8414 | 6.8671 | V150-4.2 MW (Vestas) | 4.2 | 150 | 150 | 105 | 17671.4587 | #REF! | #REF! | #REF! | 29 | #REF! | #REF! | #REF! | #REF! | #REF! | #N/A | Fixed | #REF! | #REF! | #REF! | #REF! | #REF! | #REF! | #REF! | #REF! | #REF!
VN25 | Hoa Binh 1 - phase 1 (intertidal) | Vietnam | Asia | Phuong Anh | Fully Commissioned | Grounded: High-Rise Pile Cap | 2020 | 50 | VND 2850000m | 107.8742 | 6.8812 | V150-4.2 MW (Vestas), V150-4.2 (Vestas), ten rated to 4 MW and 3 rated to 3.8 MW. | 4.2 | 150 | 150 | 105 | 17671.4587 | #REF! | #REF! | #REF! | 29 | #REF! | #REF! | #REF! | #REF! | #REF! | #N/A | Fixed | #REF! | #REF! | #REF! | #REF! | #REF! | #REF! | #REF! | #REF! | #REF!
VN72 | Dong Hai I - phase 2 (intertidal) | Vietnam | Asia | Bắc Phương | Fully Commissioned | Grounded: High-Rise Pile Cap | 2020 | 50 | VND 2500000m | 94.6265 | 6.7878 | V150-4.2 MW (Vestas) | 4 | 150 | 150 | 105 | 17671.4587 | #REF! | #REF! | #REF! | 29 | #REF! | #REF! | #REF! | #REF! | #REF! | #N/A | Fixed | #REF! | #REF! | #REF! | #REF! | #REF! | #REF! | #REF! | #REF! | #REF!
VN51 | Tan Thuan (intertidal) - phase two | Vietnam | Asia | Ca Mau Investment (60%), PECC2 (25%), Phan Vu Group (15%) | Fully Commissioned | Grounded: High-Rise Pile Cap | 2020 | 50 | VND 2321700m | 87.8777 | 6.7266 | SG 5.0-145 (Siemens Gamesa) | 5 | 145 | 145 | 100 | 16512.9964 | #REF! | #REF! | #REF! | 29 | #REF! | #REF! | #REF! | #REF! | #REF! | #N/A | Fixed | #REF! | #REF! | #REF! | #REF! | #REF! | #REF! | #REF! | #REF! | #REF!
CN8U | Qidong H1 | China | Asia | Jiangsu Xinfeng | Fully Commissioned | Grounded: Monopile | 2020 | 250.5 | CNY 4600m | 595.999 | 8.0678 | SWT-6.25-172 (Siemens), EN-161/5.2 (Envision Energy) | 6.25 | 172 | 172 | 114 | 23235.2193 | #REF! | #REF! | #REF! | 29 | #REF! | #REF! | #REF! | #REF! | #REF! | #N/A | Fixed | #REF! | #REF! | #REF! | #REF! | #REF! | #REF! | #REF! | #REF! | #REF!
CN8T | Qidong H3 | China | Asia | Hua Er Rui Wind Power | Fully Commissioned | Grounded: Not Specified | 2020 | 300 | CNY 5500m | 712.6075 | 8.0696 | SWT-6.25-172 (Siemens), EN-161/5.2 (Envision Energy) | 6.25 | 172 | 172 | 114 | 23235.2193 | #REF! | #REF! | #REF! | 29 | #REF! | #REF! | #REF! | #REF! | #REF! | #N/A | Fixed | #REF! | #REF! | #REF! | #REF! | #REF! | #REF! | #REF! | #REF! | #REF!
CN8S | Qidong H2 | China | Asia | Jiangsu Xinfeng | Fully Commissioned | Grounded: Not Specified | 2020 | 252.25 | CNY 4600m | 595.999 | 8.0644 | SWT-6.25-172 (Siemens), EN-161/5.2 (Envision Energy) | 10 | 172 | 172 | 114 | 23235.2193 | #REF! | #REF! | #REF! | 29 | #REF! | #REF! | #REF! | #REF! | #REF! | #N/A | Fixed | #REF! | #REF! | #REF! | #REF! | #REF! | #REF! | #REF! | #REF! | #REF!
CN8Z | Huadian Yangjiang Qingzhou III | China | Asia | China Huadian | Fully Commissioned | Grounded: Not Specified | 2020 | 500.6 | CNY 10267m | 1330.24 | 8.4354 | MySE6.8-158 (MingYang), 30*MySE8.3-180 (MingYang) | 8.3 | NULL | 174 | 115 | 23778.7148 | #REF! | #REF! | #REF! | 29 | #REF! | #REF! | #REF! | #REF! | #REF! | #N/A | Fixed | #REF! | #REF! | #REF! | #REF! | #REF! | #REF! | #REF! | #REF! | #REF!
CN6Q | CTGNE Yangjiang Shapa - phase III - A1 | China | Asia | CTGC | Fully Commissioned | Grounded: Not Specified | 2020 | 300 | CNY 5798.72m | 751.3112 | 8.2228 | GW171-6.45MW (Goldwind), 16*MySE6.45-180 (MingYang) | 6.45 | 171 | 171 | 113.5 | 22965.8277 | #REF! | #REF! | #REF! | 29 | #REF! | #REF! | #REF! | #REF! | #REF! | #N/A | Fixed | #REF! | #REF! | #REF! | #REF! | #REF! | #REF! | #REF! | #REF! | #REF!
CN9B | Mingyang Yangjiang Shapa | China | Asia | CTGC | Fully Commissioned | Grounded: Monopile | 2020 | 300.4 | CNY 5858.05m | 758.9982 | 8.2387 | MySE6.45-180 (MingYang), 2*MySE8.3-180 (MingYang) | 8.3 | 178 | 178 | 117 | 24884.5554 | #REF! | #REF! | #REF! | 29 | #REF! | #REF! | #REF! | #REF! | #REF! | #N/A | Fixed | #REF! | #REF! | #REF! | #REF! | #REF! | #REF! | #REF! | #REF! | #REF!
CN9C | CTGNE Yangjiang Shapa - phase V | China | Asia | CTGC | Fully Commissioned | Grounded: Not Specified | 2020 | 300 | CNY 5698.11m | 738.2756 | 8.2016 | MySE6.45-180 (MingYang) | 6.45 | 178 | 178 | 117 | 24884.5554 | #REF! | #REF! | #REF! | 29 | #REF! | #REF! | #REF! | #REF! | #REF! | #N/A | Fixed | #REF! | #REF! | #REF! | #REF! | #REF! | #REF! | #REF! | #REF! | #REF!
CN9D | CTGNE Yangjiang Shapa - phase IV | China | Asia | CTGC | Fully Commissioned | Grounded: Not Specified | 2020 | 300 | CNY 5664.51m | 733.9222 | 8.2108 | DEW-D7000-186 (Dongfang Electric) | 7 | 186 | 186 | 121 | 27171.6349 | #REF! | #REF! | #REF! | 29 | #REF! | #REF! | #REF! | #REF! | #REF! | #N/A | Fixed | #REF! | #REF! | #REF! | #REF! | #REF! | #REF! | #REF! | #REF! | #REF!
CN9E | CTGNE Jiangsu Dafeng H8-2 | China | Asia | CTGC (70%), Yancheng Guoneng Investment (30%) | Fully Commissioned | Grounded: Not Specified | 2020 | 300 | CNY 5437.08m | 704.4553 | 7.8127 | GW 155-4.5MW (Goldwind), 20*GW171-6.45MW (Goldwind) (estimate) | 6.45 | 155 | 155 | 105.5 | 18869.1909 | #REF! | #REF! | #REF! | 29 | #REF! | #REF! | #REF! | #REF! | #REF! | #N/A | Fixed | #REF! | #REF! | #REF! | #REF! | #REF! | #REF! | #REF! | #REF! | #REF!
CN7R | Longyuan Jiangsu Dafeng (H4) 300MW | China | Asia | China Guodian (51%), Yancheng Guoneng Investment (35%), Hewang (14%) | Fully Commissioned | Grounded: Not Specified | 2020 | 303.15 | CNY 5563.14m | 720.7882 | 7.7276 | Estimate: GW184-6.45MW (Goldwind) | 6.45 | 184 | 184 | 120 | 26590.4402 | #REF! | #REF! | #REF! | 29 | #REF! | #REF! | #REF! | #REF! | #REF! | #N/A | Fixed | #REF! | #REF! | #REF! | #REF! | #REF! | #REF! | #REF! | #REF! | #REF!
CN7S | Dafeng H5 | China | Asia | Yancheng Guoneng Investment | Fully Commissioned | Grounded: Monopile | 2020 | 206.4 | CNY 3732.28m | 483.5729 | 7.7689 | GW184-6.45MW (Goldwind) | 6.45 | 184 | 184 | 120 | 26590.4402 | #REF! | #REF! | #REF! | 29 | #REF! | #REF! | #REF! | #REF! | #REF! | #N/A | Fixed | #REF! | #REF! | #REF! | #REF! | #REF! | #REF! | #REF! | #REF! | #REF!
CN7V | Dafeng H6 | China | Asia | China Guodian (51%), Yancheng Guoneng Investment (30%), Jiangyin Sulong Heat and Power Generation (19%) | Fully Commissioned | Grounded: Not Specified | 2020 | 300 | CNY 5393.6m | 698.8218 | 7.7624 | GW184-6.45MW (Goldwind) | 6.45 | 184 | 184 | 120 | 26590.4402 | #REF! | #REF! | #REF! | 29 | #REF! | #REF! | #REF! | #REF! | #REF! | #N/A | Fixed | #REF! | #REF! | #REF! | #REF! | #REF! | #REF! | #REF! | #REF! | #REF!
CN6L | CGN Shanwei Jiazi I | China | Asia | CGN (80%), Guangdong Baolihua (20%) | Fully Commissioned | Grounded: Not Specified | 2020 | 503.1 | CNY 10251.7m | 1328.2589 | 8.6918 | MySE6.45-180 (MingYang) | 6.45 | 178 | 178 | 117 | 24884.5554 | #REF! | #REF! | #REF! | 29 | #REF! | #REF! | #REF! | #REF! | #REF! | #N/A | Fixed | #REF! | #REF! | #REF! | #REF! | #REF! | #REF! | #REF! | #REF! | #REF!
CN6M | CGN Shanwei Jiazi II | China | Asia | CGN (80%), Guangdong Baolihua (20%) | Fully Commissioned | Grounded: Not Specified | 2020 | 403 | CNY 8155.69m | 1056.692 | 8.7968 | MySE6.45-180 (MingYang) | 6.45 | 178 | 178 | 117 | 24884.5554 | #REF! | #REF! | #REF! | 29 | #REF! | #REF! | #REF! | #REF! | #REF! | #N/A | Fixed | #REF! | #REF! | #REF! | #REF! | #REF! | #REF! | #REF! | #REF! | #REF!
CN7M | CTGNE Yangjiang Shapa - phase II | China | Asia | CTGC | Fully Commissioned | Grounded: Jacket (Piled) | 2020 | 400 | CNY 7618.4m | 987.078 | 8.1823 | MySE6.45-180 (MingYang), 31*GW171-6.45MW (Goldwind) | 6.45 | 178 | 178 | 117 | 24884.5554 | #REF! | #REF! | #REF! | 29 | #REF! | #REF! | #REF! | #REF! | #REF! | #N/A | Fixed | #REF! | #REF! | #REF! | #REF! | #REF! | #REF! | #REF! | #REF! | #REF!
CN7N | Guangdong Yudean Zhanjiang Wailuo-phase 2 | China | Asia | Guangdong Electric Power | Fully Commissioned | Grounded: Not Specified | 2020 | 200 | CNY 3600m | 466.434 | 7.7567 | SWT-6.25-172 (Siemens) | 6.25 | 172 | 172 | 114 | 23235.2193 | #REF! | #REF! | #REF! | 29 | #REF! | #REF! | #REF! | #REF! | #REF! | #N/A | Fixed | #REF! | #REF! | #REF! | #REF! | #REF! | #REF! | #REF! | #REF! | #REF!
CN7G | Zhuhai Guishan Demonstration - phase 2 | China | Asia | China Southern Power Grid (33.3%), Guangdong Electric Power (11.2%), China Datang (11.1%), CTGC (11.1%), CHN Energy (11.1%), Mingyang (11.1%), Guangzhou Development New Energy (11.1%) | Fully Commissioned | Grounded: Not Specified | 2020 | 81.8 | CNY 1401.72m | 181.6139 | 7.9371 | DEW-D7000-186 (Dongfang Electric), 4*MySE6.45-180 (MingYang) | 7 | 186 | 186 | 121 | 27171.6349 | #REF! | #REF! | #REF! | 29 | #REF! | #REF! | #REF! | #REF! | #REF! | #N/A | Fixed | #REF! | #REF! | #REF! | #REF! | #REF! | #REF! | #REF! | #REF! | #REF!
CN7H | Fujian Putian City Flat Bay Three (Zone C) | China | Asia | FIDC | Fully Commissioned | Grounded: Not Specified | 2020 | 308 | CNY 6200m | 803.303 | 11.2311 | SWT-7.0-154 (Siemens Gamesa) | 7 | 154 | 154 | 105 | 18626.5028 | #REF! | #REF! | #REF! | 29 | #REF! | #REF! | #REF! | #REF! | #REF! | #N/A | Fixed | #REF! | #REF! | #REF! | #REF! | #REF! | #REF! | #REF! | #REF! | #REF!
CN6N | Guangdong Yudean Zhanjiang Wailuo-phase 3 (Xinliao) | China | Asia | Guangdong Electric Power | Fully Commissioned | Grounded: Jacket (Piled) | 2020 | 206.4 | CNY 3698.88m | 479.2454 | 7.6088 | MySE6.45-180 (MingYang) | 6.45 | 178 | 178 | 117 | 24884.5554 | #REF! | #REF! | #REF! | 29 | #REF! | #REF! | #REF! | #REF! | #REF! | #N/A | Fixed | #REF! | #REF! | #REF! | #REF! | #REF! | #REF! | #REF! | #REF! | #REF!
CN6O | Zhanjiang Xuwen-North | China | Asia | SPIC (80%), Nanwang Nengchuang (20%) | Fully Commissioned | Grounded: Monopile | 2020 | 300 | CNY 5480.89m | 710.1315 | 7.9518 | MySE6.45-180 (MingYang) | 6.45 | 178 | 178 | 117 | 24884.5554 | #REF! | #REF! | #REF! | 29 | #REF! | #REF! | #REF! | #REF! | #REF! | #N/A | Fixed | #REF! | #REF! | #REF! | #REF! | #REF! | #REF! | #REF! | #REF! | #REF!
CN6K | Rudong H15 | China | Asia | Shenergy Group (72%), GCL Smart Energy (28%) | Fully Commissioned | Grounded: Not Specified | 2020 | 200 | CNY 3521.12m | 456.2139 | 7.9136 | H171-5.0MW (CSSC Haizhuang Wind Power) | 5 | NULL | 135 | 95.5 | 14313.8815 | #REF! | #REF! | #REF! | 29 | #REF! | #REF! | #REF! | #REF! | #REF! | #N/A | Fixed | #REF! | #REF! | #REF! | #REF! | #REF! | #REF! | #REF! | #REF! | #REF!
CN4Z | SPIC Rudong H4 | China | Asia | SPIC (51%), ZTT (20%), Jiangsu Donghe (14%), Jiangsu Haiyu (10%), Shanghai Electric (5%) | Fully Commissioned | Grounded: Monopile | 2020 | 400 | CNY 6951.62m | 900.6866 | 7.9617 | SWT-4.0-146 (Siemens) | 4 | 122 | 122 | 89 | 11689.8663 | #REF! | #REF! | #REF! | 29 | #REF! | #REF! | #REF! | #REF! | #REF! | #N/A | Fixed | #REF! | #REF! | #REF! | #REF! | #REF! | #REF! | #REF! | #REF! | #REF!
CN5P | CGN Huizhou I | China | Asia | CGN | Fully Commissioned | Grounded: Not Specified | 2020 | 250 | CNY 5112m | 662.3363 | 7.8318 | MySE6.45-180 (MingYang) | 6.45 | 178 | 178 | 117 | 24884.5554 | #REF! | #REF! | #REF! | 29 | #REF! | #REF! | #REF! | #REF! | #REF! | #N/A | Fixed | #REF! | #REF! | #REF! | #REF! | #REF! | #REF! | #REF! | #REF! | #REF!
CN0W | Longyuan Putian Nanri Island I - 400MW Project - phase 2 | China | Asia | China Guodian (70%), Jiangyin Sulong Heat and Power Generation (30%) | Fully Commissioned | Grounded: High-Rise Pile Cap | 2020 | 180 | CNY 3783.5m | 490.2092 | 11.2247 | SWT-4.0-130 (Siemens) | 4 | 130 | 130 | 90 | 13273.229 | #REF! | #REF! | #REF! | 29 | #REF! | #REF! | #REF! | #REF! | #REF! | #N/A | Fixed | #REF! | #REF! | #REF! | #REF! | #REF! | #REF! | #REF! | #REF! | #REF!
CN5U | Rudong H2 | China | Asia | Jiangsu Guoxin Investment (51%), Jiangsu Haiyu (34%), CSSC (10%), Jiangsu Donghe (5%) | Fully Commissioned | Grounded: Monopile | 2020 | 350 | CNY 6400.04m | 829.2212 | 7.9502 | H171-5.0MW (CSSC Haizhuang Wind Power) | 5 | NULL | 135 | 95.5 | 14313.8815 | #REF! | #REF! | #REF! | 29 | #REF! | #REF! | #REF! | #REF! | #REF! | #N/A | Fixed | #REF! | #REF! | #REF! | #REF! | #REF! | #REF! | #REF! | #REF! | #REF!
CN5Y | Changle Area A | China | Asia | CTGC (65%), Fujian Energy Group (35%) | Fully Commissioned | Grounded: Various | 2020 | 300 | CNY 6380m | 826.6247 | 10.6805 | DEW-D10000-185 (Dongfang Electric), 12*GW175-8.0MW (Goldwind), 14*GW154-6.7MW (Goldwind) | 8 | 185 | 185 | 120.5 | 26880.2521 | #REF! | #REF! | #REF! | 29 | #REF! | #REF! | #REF! | #REF! | #REF! | #N/A | Fixed | #REF! | #REF! | #REF! | #REF! | #REF! | #REF! | #REF! | #REF! | #REF!
CN6A | Changle Area C - phase 1 | China | Asia | Fujian Energy Group (68.15%), CTGC (31.85%) | Fully Commissioned | Grounded: Jacket (Suction Bucket) | 2020 | 200 | CNY 3820m | 494.9383 | 10.5888 | DEW-D10000-185 (Dongfang Electric) | 10 | 185 | 185 | 120.5 | 26880.2521 | #REF! | #REF! | #REF! | 29 | #REF! | #REF! | #REF! | #REF! | #REF! | #N/A | Fixed | #REF! | #REF! | #REF! | #REF! | #REF! | #REF! | #REF! | #REF! | #REF!
CN5B | Rudong H8 | China | Asia | CGN (60%), Jiangsu Guoke (20%), Jiangsu Donghe (10%), Jiangsu Haiyu (5%), ZTT (5%) | Fully Commissioned | Grounded: Monopile | 2020 | 300 | CNY 5727.79m | 742.1211 | 8.0382 | H171-5.0MW (CSSC Haizhuang Wind Power), 25*SWT-4.0-146 (Siemens) | 5 | NULL | 135 | 95.5 | 14313.8815 | #REF! | #REF! | #REF! | 29 | #REF! | #REF! | #REF! | #REF! | #REF! | #N/A | Fixed | #REF! | #REF! | #REF! | #REF! | #REF! | #REF! | #REF! | #REF! | #REF!
CN5C | Rudong H10 | China | Asia | CTGC (60%), Daoda (10%), Jiangsu Hantong (10%), Jiangsu Haiyu (10%), Shanghai Electric (5%), Jiangsu Donghe (5%) | Fully Commissioned | Grounded: Monopile | 2020 | 400 | CNY 7167.02m | 928.5949 | 8.0593 | SWT-4.0-146 (Siemens) | 4 | 122 | 122 | 89 | 11689.8663 | #REF! | #REF! | #REF! | 29 | #REF! | #REF! | #REF! | #REF! | #REF! | #N/A | Fixed | #REF! | #REF! | #REF! | #REF! | #REF! | #REF! | #REF! | #REF! | #REF!
CN5D | Rudong H6 | China | Asia | CTGC (51%), Jiangsu Transportation (20%), ZTT (15%), Jiangsu Haiyu (5%), Shanghai Electric (5%), Jiangsu Donghe (4%) | Fully Commissioned | Grounded: Monopile | 2020 | 400 | CNY 7099.16m | 919.8027 | 8.0211 | SWT-4.0-146 (Siemens) | 4 | 122 | 122 | 89 | 11689.8663 | #REF! | #REF! | #REF! | 29 | #REF! | #REF! | #REF! | #REF! | #REF! | #N/A | Fixed | #REF! | #REF! | #REF! | #REF! | #REF! | #REF! | #REF! | #REF! | #REF!
UK30 | Triton Knoll | United Kingdom | Europe | RWE (59%), J-POWER (25%), Kansai Electric (16%) | Fully Commissioned | Grounded: Monopile | 2020 | 857 | GBP 2000m | 2322.74 | 10.3156 | V164-9.5 MW (MHI Vestas Offshore Wind) | 9.5 | 164 | 164 | 107 | 21124.069 | #REF! | #REF! | #REF! | 29 | #REF! | #REF! | #REF! | #REF! | #REF! | #N/A | Fixed | #REF! | #REF! | #REF! | #REF! | #REF! | #REF! | #REF! | #REF! | #REF!
CN4L | SPIC Rudong H7 | China | Asia | SPIC (57%), Shanghai Electric (18%), Jiangsu Haiyu (15%), Jiangsu Donghe (10%) | Fully Commissioned | Grounded: Monopile | 2020 | 400 | CNY 7663.75m | 992.9538 | 7.9914 | SWT-4.0-146 (Siemens) | 4 | 122 | 122 | 89 | 11689.8663 | #REF! | #REF! | #REF! | 29 | #REF! | #REF! | #REF! | #REF! | #REF! | #N/A | Fixed | #REF! | #REF! | #REF! | #REF! | #REF! | #REF! | #REF! | #REF! | #REF!
VN08 | V1-1 - Truong Long Hoa (intertidal) | Vietnam | Asia | Climate Investor One (50%), ST International (50%) | Fully Commissioned | Grounded: High-Rise Pile Cap | 2020 | 48 | VND 2822000m | 106.8144 | 7.07 | V150-4.2 MW (Vestas) | 4.2 | 150 | 150 | 105 | 17671.4587 | #REF! | #REF! | #REF! | 29 | #REF! | #REF! | #REF! | #REF! | #REF! | #N/A | Fixed | #REF! | #REF! | #REF! | #REF! | #REF! | #REF! | #REF! | #REF! | #REF!
VN32 | Ben Tre 5 Thanh Hai 1(intertidal) | Vietnam | Asia | Tan Hoan Cau | Fully Commissioned | Grounded: High-Rise Pile Cap | 2020 | 31.5 | VND 2000000m | 75.7012 | 6.9038 | SG 4.5-145 (Siemens Gamesa) | 4.5 | 145 | 145 | 107 | 16512.9964 | #REF! | #REF! | #REF! | 29 | #REF! | #REF! | #REF! | #REF! | #REF! | #N/A | Fixed | #REF! | #REF! | #REF! | #REF! | #REF! | #REF! | #REF! | #REF! | #REF!
VN26 | Dong Hai I - phase 1 (intertidal) | Vietnam | Asia | Bắc Phương | Fully Commissioned | Grounded: High-Rise Pile Cap | 2020 | 50 | VND 2497000m | 94.5129 | 6.8505 | V150-4.2 MW (Vestas) | 4.2 | 150 | 150 | 105 | 17671.4587 | #REF! | #REF! | #REF! | 29 | #REF! | #REF! | #REF! | #REF! | #REF! | #N/A | Fixed | #REF! | #REF! | #REF! | #REF! | #REF! | #REF! | #REF! | #REF! | #REF!
TW10 | Yunlin | Taiwan | Asia | GIP (32%), TotalEnergies (29%), EGCO (27%), Sojitz (12%) | Partial Generation/Under Construction | Grounded: Monopile | 2020 | 640 | TWD 123230m | 3591.0639 | 8.9195 | SG 8.0-167 DD (Siemens Gamesa) | 8 | 167 | 167 | 87 | 21903.9694 | #REF! | #REF! | #REF! | 29 | #REF! | #REF! | #REF! | #REF! | #REF! | #N/A | Fixed | #REF! | #REF! | #REF! | #REF! | #REF! | #REF! | #REF! | #REF! | #REF!
SAMPLE
Note on L2: 4C Offshore: Data obtained from the Global Wind Atlas 3.0, a free, web-based application developed, owned and operated by the Technical University of Denmark (DTU). The Global Wind Atlas 3.0 is released in partnership with the World Bank Group, utilizing data provided by Vortex, using funding provided by the Energy Sector Management Assistance Program (ESMAP). For additional information: https://globalwindatlas.info

## Terms and Data Guide
Disclaimer | This document has been prepared in good faith on the basis of information available at the date of publication. 4C Offshore does not guarantee or warrant the accuracy, reliability, completeness or currency of the information in this publication nor its usefulness in achieving any purpose. Readers are responsible for assessing the relevance and accuracy of the content of this publication. 4C Offshore will not be liable for any loss, damage, cost or expense incurred or arising by reason of any person using or relying on information in this publication.
Licence | This product is protected by copyright. It is not to be distributed to other individuals without prior written agreement from 4C Offshore.
FAQ
What is the Project Opportunity Pipeline (POP)? | POP is a light-weight version of the full offshore wind farms database available from 4C Offshore, prepared quarterly alongside the Global Market Overview Report. It provides a forecast for credible offshore wind buildout to 2035. Analysts cross reference government targets, developer pipelines with strength of regimes, supply chains, required infrastructure and other market dynamics. It includes key project aspects as well as CAPEX, OPEX and LCOE models.
How do you decide which projects are included in the POP? | When selecting projects to include the analyst has cross referenced a country's growth potential (i.e. government ambition, developer interest, strength of regime, route to market, supply chain and supporting infrastructure), with the most credible projects in the market such that the sum of the project capacity approximates to the country's growth potential. Not all projects are included in the POP usually due to developer interest exceeding realistic growth potential, or high levels of competition for subsidies or grid connections e.g. UK.
Why do you model your forecasts based on offshore construction year? | We use Offshore Start Year, i.e. the start of offshore construction, because for customers in the supply chain this can be a more relevant benchmark than full commissioning date (COD). An alternative would be to use financial close or FID which is when work starts. You can check the main offshore wind farm database for other key dates like commissioning and FID.
Why do modelled wind farm capacities differ from the actual design capacity? | In our POP forecast sometimes capacity may be modelled by the analyst in order to align country build-out with expected ambition or other constraints e.g. dependent on future auction capacities. See the analyst comments for full justification.
KEY FIELDS
Analyst Offshore Start | The year in which the analyst estimates offshore construction will commence based on a mid-case growth scenario. May differ substantially from that provided in public communications by the developer. For future projects without a 'route to market' this will normally be later than that articulated by the developer, especially if more favourable projects are also in the country's pipeline.
Analyst Confidence | Analyst confidence looks at windfarms regimes specific to each market and project life cycles to ascertain how confident analysts are that the project is going ahead (see table, right). Generally projects with approvals, route to market, and potentially FID are considered High confidence whereas Low Confidence are those projects which are pre-consent with less certainty and higher risk associated with success in gaining permits, auctions and route to market. Only future projects which are included in our POP forecast will have a confidence level assigned based on the table below. But if a project is also under construction, fully commissioned, partial generation, or decommissioned it automatically populates as high confidence.
Analyst Comments | Relevant only for future projects, the analyst may comment on the status of the project and its implications.
Capacity | May be a range if the project is not in the final stages of design
Num Turbines | May be a range if the project is not in the final stages of design
Turbine MW | May be a range if the project is not in the final stages of design
Export Cabling | Shows Number of export cables and average length on an export cable.
Offshore Grid Configuration | Column summarises the grid design. MVAC = projects without an offshore substation are assumed to export at MVAC (e.g. 33 or 66kV). OHVS = Offshore High Voltage Substation ?xOHVS = unknown number of OHVS ? as prefix, e.g. ?MVAC -> Shore =uncertainty around design, best estimate has been provided.
O&M Strategy | CTV = Crew transfer vessels (CTVs) only Helicopter Support = Helicopters are used in combination with crew transfer vessels (CTVs). SOV = A service operations vessel (SOV) is the main transfer solution. CTVs may assist. SOV + Helicopter = A helicopter will accompany a service operations vessel (SOV) as the main transfer solution. CTVs may assist. Accommodation Platform + Helicopter = An offshore accomodation platform will be used, with a helicopter and CTVs as the accompanying transfer solution. Accommodation Platform + Helicopter + SOV = An offshore accomodation platform will be used, with a helicopter and SOV as the accompanying transfer solution. CTVs may assist. Accommodation Vessel = Accomodation vessel used in combination with CTVs
CapacityMW_Mod | Capacity be modelled by the analyst in order to align country build-out with expected ambition or other constraints. Alternatively it may be the same as the developer quoted wind farm capacity.
TurbineMW_Mod | Modelled Turbine size (MW) either uses the known turbine size, or if undecided, our model will estimate the turbine size based on what size turbines we expect to be available to the market when the wind farm starts construction e.g. for wind farms starting construction in 2030 we expect 17 MW turbines available.
NumTurbines_Mod | CapacityMW_Mod / TurbineMW_Mod and rounded up
ArrayCableKm_Mod | Estimated array cable length according to multilinear regression model using two variables: project capacity and number of turbines. Performs well.
ACExportCableKm_Mod | Estimated AC export cable length based on a model which considers either known design or estimated design based on route distance to connection point or shore and assuming 2 cables. AC cabling only, not DC.
NumDedicatedPlatforms_Mod | In Asia, 4C models one substation for each 500 MW. In US and Europe, 4C models one substation for every 1100 MW. Note that some nearshore projects may not have substations if they connect straight to shore. And other projects may alternatively connect to an offshore grid.
CAPEX&OPEX model | We have included a generic model for forecasting CAPEX and OPEX. See the CAPEXOPEXSettings sheet with imbedded word doc. for a detailed explanation.
LCOE model | We have included a generic model for forecasting LCOE. See the LCOECharts sheet with imbedded word doc. for a detailed explanation.

## Release Notes
Release Notes
Q4 2024 (12.12.2024) | Update December 2024: 1. An updated Global Outlook chart provides a view of construction to 2035, replacing the 2030 outlook chart. 2. The auction sheet includes four new columns; lower case and higher case award capacity, award date, and analyst confidence.
Q3 2024 (20.09.2024) | Update September 2024: 1. Minor bugfixes in OPEX model 2. A new tab can be found in the latest POP, namely Corporate PPAs. This includes all publicly available information on offshore wind corporate power purchase agreements, with charts representing this data by country and buyer industry.
Q2 2024 (14.06.2024) | Update June 2024: A new, bottom-up, multivariate OPEX model has been designed and installed in the POP. More detail about the model can be found in the embedded document in the CAPEXOPEXSettings sheet.
Q1 2024 (12.03.2024) | Update March 2024: Values used in the OPEX model have been updated to reflect modern prices and is now in 2024 real prices. Latvia appears in the POP for the first time.
Q4 2023 (19.12.2023) | Update December 2023: 1. More lifecycle fields added to POP worksheet. Now a total of 8 lifecycle events included: SiteExclusivitySecured, SubmittedForConsent, ConsentAuthorised, OfftakeSecured, FinancialClose, ParkConstructionStarts, FirstPower, FullCommissioning 2. Charts added to Auctions worksheet showing quarterly schedule for site and offtake auctions 3. Market Indicators worksheet added, with charts 4. Updated CAPEX model to reflect prices in 2024 and an improved floating model. See embedded Word document in CAPEXOPEXSettings sheet.
Q3 2023 (30.09.2022) | Update September 2023: Pipeline visibility extended to 2040 (previously 2035).
Q2 2023 (17.06.2022) | Update June 2023: Included more market-specific confidence level explainers. Confidence levels for markets not covered in the graphic (see Terms and Data Guide) are available on request. Slight changes to CAPEX model.
Q1 2023 (07.03.2022) | Update March 2023: Updated CAPEX model, considering impact of inflation on turbine costs and producer prices. See embedded Word document in CAPEXOPEXSettings sheet.
Q4 2022 (13.12.2022) | Nothing to report
Q3 2022 (12.09.2022) | Nothing to report
Q2 2022 (13.06.2022) | Update June 2022: 1. Two new fields added to the POP: SiteExclusivitySecured - the date of securing site exclusivity (if it has happened), and SeaName 2. POP_History worksheet now visible, allowing user to see changes in pipeline capacity between editions of the POP. The data feeds into reconciliation charts available in the Global Outlook worksheet 3. In line with last quarters release notes, the fixed-bottom CAPEX cost for 2024 will be increased from €2.24 to €2.35/MW.
Q1 2022 (18.03.2022) | Update March 2022: 1. Updated CAPEX model breakdown, CAPEX cost reduction curves and CAPEX multipliers. Included floating CAPEX breakdown. Please see word document on CAPEXOPEXSettings worksheet for more details. The fixed-bottom CAPEX cost for 2024 will be increased from €2.13 to €2.35/MW over two POP cycles to minimise historical impacts. For this edition it is set at €2.24/MW 2. Update to ModelledNumSubstations and EstimatedDesignGridSolution to capture trend for increasingly large substations. One substation per 500MW in Asia, 1100 MW otherwise 3. Added floating to the Global Outlook.
Q4 2021 (15.12.2021) | Update January 2022: Reverted back to a 6-year spend profile in the CAPEX model. This decision was made based on further research into project schedules and capex profiling, feedback from customers, and a need to capture more early spend. The new model is similar to the profile 4C deployed in H1 2021 but slightly more front loaded towards construction spending to account for shorter lead times between FID and construction start. 1. Added new annual and cumulative floating forecast charts on sheet ChartsFloating. 2. Added the following fields to the POP datasheet; "Park Construction Start", which is caluclated based on installation events in the full OWF database; Revenue Curreny; Revenue MWh; Revenue EUR/MWh. 3.Added build out chart for recently awarded European Auctions, see Auctions sheet.
Q3 2021 (05.10.2021) | 1.Updated OPEX model to reflect the longer expected lifetimes (30 years) of offshore wind farms. 2.Shortend the CAPEX spend profile, which features in our CAPEX model, from 6 to 4 years to reflect faster development schedules. See CAPEXOPEXSettings sheet and the embedded word documents for a detailed explanation of our models.
Q2 2021 (08.06.2021) | 1. A high level LCOE model hasbeen incorporated into the POP to provide valuable insight in offshore wind economics. See LCOECharts sheet and the embedded word document in LCOE sheets.